## Instruction
Title | COBie
Version | 2.4
Release | January 2013
Status | IFC2x3
Region | en-US
Purpose |  | This example COBie file at the programming stage.
Outline |  | Individual worksheets are organized by project phase as shown below
All Phases | Sheet | Contents
| Contact | People and Companies
Early Design Worksheets | Sheet | Contents
| Facility | Project, Site, and Facility
| Floor | Vertical levels and exterior areas
| Space | Spaces
| Zone | Sets of spaces sharing a specific attribute
| Type | Types of equipment, products, and materials
Detailed Design Worksheets | Sheet | Contents
| Component | Individually named or schedule items
| System | Sets of components providing a service
| Assembly | Constituents for Types, Components and others
| Connection | Logical connections between components
| Impact | Economic, Environmental and Social Impacts at various stages in the life cycle
Construction Worksheets | Sheet | Contents
Note: submittals and approvals added on Documents
Note: manufacturer and model added on Type
Note: serial and tag added on Component
Operations and Maintenance Worksheets | Sheet | Contents
| Spare | Onsite and replacement parts
| Resource | Required materials, tools, and training
| Job | PM, Safety, and other job plans
Note: warranty information added on Type
All Phases | Sheet | Contents
| Document | All applicable document references
| Attribute | Properties of referenced item
| Coordinate | Spatial locations in box, line, or point format
| Issue | Other issues remaining at handover.
Legend
| text | required
| text | reference to other sheet or pick list
| text | external reference
| text | if specified as required
| text | secondary information when preparing product data
NOTES:
Note: Regional, owner, or product specific data may be added as new columns to the right of standard template columns.
Note: Regional classification codes may be substituted for the specifiable picklists used in the United States.
Copyright |  | as noted on the buildingSMART alliance Common BIM File Page

## Contact
Email | CreatedBy | CreatedOn | Category | Company | Phone | ExternalSystem | ExternalObject | ExternalIdentifier | Department | OrganizationCode | GivenName | FamilyName | Street | PostalBox | Town | StateRegion | PostalCode | Country
bill.east@us.army.mil | bill.east@us.army.mil | 2012-10-30T17:03:03 | 34-55 14 11: Consultant | Engineer Research and Development Center | 217.352-6511 | n/a | n/a | n/a | n/a | n/a | Bill | East | 2902 Newmark Dr. | PO Box 9005 | Champaign | IL | 61826 | USA
danielle.r.love@usace.army.mil | danielle.r.love@usace.army.mil | 2011-09-14T16:57:52 | 34-55 14 11: Consultant | USACE | 217-373-3475 | Autodesk Revit Architecture 2011 | IfcPersonAndOrganization | n/a | n/a | n/a | Danielle | Love | 2902 Newmark Dr. | PO Box 9005 | Champaign | IL | 61826 | USA
mariangelica.carrasquillo@usace.army.mil | mariangelica.carrasquillo@usace.army.mil | 2011-09-14T16:57:53 | 34-55 14 11: Consultant | USACE | 217-352-6511 | Autodesk Revit Architecture 2012 | IfcPersonAndOrganization | n/a | n/a | n/a | Mariangelica | Carrasquillo-Mangual | 2902 Newmark Dr. | PO Box 9006 | Champaign | IL | 61827 | USA
james.d.mcauley@usace.army.mil | mariangelica.carrasquillo@usace.army.mil | 2011-09-14T16:57:53 | 34-55 14 11: Consultant | USACE | 217-352-6511 | Autodesk Revit Architecture 2012 | IfcPersonAndOrganization | n/a | n/a | n/a | James | McAulley | 2902 Newmark Dr. | PO Box 9006 | Champaign | IL | 61827 | USA
info@coleparmer.com | danielle.r.love@usace.army.mil | 2011-09-14T17:02:58 | 34-31 21: Distributor | Cole-Parmer | 800-323-4340 | n/a | n/a | n/a | sales | n/a | n/a | n/a | 625 East Bunker Court | n/a | Vernon Hills | IL | 60061 | USA
contact@securalldoors.com | danielle.r.love@usace.army.mil | 2010-03-15T13:30:11 | 34-31 11: Manufacturer | Securall | 888-326-7890 | n/a | n/a | n/a | Sales | Securall | n/a | n/a | 5122 N. State Rd. 39 | n/a | LaPorte | IN | 46350 | USA

## Facility
Name | CreatedBy | CreatedOn | Category | ProjectName | SiteName | LinearUnits | AreaUnits | VolumeUnits | CurrencyUnit | AreaMeasurement | ExternalSystem | ExternalProjectObject | ExternalProjectIdentifier | ExternalSiteObject | ExternalSiteIdentifier | ExternalFacilityObject | ExternalFacilityIdentifier | Description | ProjectDescription | SiteDescription | Phase
PN 0001 | danielle.r.love@usace.army.mil | 2011-09-14T16:57:52 | 11-13 24 14: Clinic | Medical-Dental Clinic | Default | meters | squaremeters | cubicmeters | Dollars | Autodesk Revit Architecture 2011 BIM Area | Autodesk Revit Architecture 2011 | IfcProject | 3eM8WbY_59RR5TDWry5aRV | IfcSite | 3eM8WbY_59RR5TDWry5aRT | IfcBuilding | 3eM8WbY_59RR5TDWry5aRU | Medical-Dental Clinic | Medical-Dental Clinic | n/a | Design

## Floor
Name | CreatedBy | CreatedOn | Category | ExtSystem | ExtObject | ExtIdentifier | Description | Elevation | Height
First Floor | danielle.r.love@usace.army.mil | 2011-09-14T16:57:52 | Floor | Autodesk Revit Architecture 2011 | IfcBuildingStorey | 3eM8WbY_59RR5TDWs3wwJP | First Floor | 0 | 0
Roof - Main | danielle.r.love@usace.army.mil | 2011-09-14T16:57:52 | Roof | Autodesk Revit Architecture 2011 | IfcBuildingStorey | 3eM8WbY_59RR5TDWs3wwJL | Roof - Main | 9.25 | 0
Second Floor | danielle.r.love@usace.army.mil | 2011-09-14T16:57:52 | Floor | Autodesk Revit Architecture 2011 | IfcBuildingStorey | 3eM8WbY_59RR5TDWs3wwJN | Second Floor | 4.57 | 0
Site | danielle.r.love@usace.army.mil | 2011-09-14T16:57:52 | Site | Autodesk Revit Architecture 2011 | IfcBuildingStorey | n/a | Site | 0 | 0
TOF Footing | danielle.r.love@usace.army.mil | 2011-09-14T16:57:52 | Site | Autodesk Revit Architecture 2011 | IfcBuildingStorey | 3eM8WbY_59RR5TDWs3wwJR | TOF Footing | -1 | 0

## Space
Name | CreatedBy | CreatedOn | Category | FloorName | Description | ExtSystem | ExtObject | ExtIdentifier | RoomTag | UsableHeight | GrossArea | NetArea
1A01 | danielle.r.love@usace.army.mil | 2011-09-14T16:57:52 | 13-11 11 31: Reception Space | First Floor | PATIENT ADMIN. RECEPT. | Autodesk Revit Architecture 2011 | IfcSpace | 0ztdC3L1HAzhbhMHypqcZz | n/a | 2700 | 19.767 | 19.767
1A02 | danielle.r.love@usace.army.mil | 2011-09-14T16:57:52 | 13-15 11 34 11: Office | First Floor | RMO ANALYST | Autodesk Revit Architecture 2011 | IfcSpace | 0ztdC3L1HAzhbhMHypqcZa | n/a | 2400 | 27.693 | 27.693
1A03 | danielle.r.love@usace.army.mil | 2011-09-14T16:57:52 | 13-15 11 34 11: Office | First Floor | TRICARE OFFICE | Autodesk Revit Architecture 2011 | IfcSpace | 0ztdC3L1HAzhbhMHypqcZZ | n/a | 2400 | 8.874 | 8.874
1A04 | danielle.r.love@usace.army.mil | 2011-09-14T16:57:52 | 13-15 11 34 11: Office | First Floor | TRICARE OFFICE | Autodesk Revit Architecture 2011 | IfcSpace | 0ztdC3L1HAzhbhMHypqcZk | n/a | 2400 | 9.545 | 9.545
1A05 | danielle.r.love@usace.army.mil | 2011-09-14T16:57:52 | 13-15 11 34 11: Office | First Floor | TRICARE OFFICE | Autodesk Revit Architecture 2011 | IfcSpace | 0ztdC3L1HAzhbhMHypqcZj | n/a | 2400 | 8.999 | 8.999
1A06 | danielle.r.love@usace.army.mil | 2011-09-14T16:57:52 | 13-15 11 34 11: Office | First Floor | TRICARE OFFICE | Autodesk Revit Architecture 2011 | IfcSpace | 0ztdC3L1HAzhbhMHypqcZe | n/a | 2400 | 10.492 | 10.492
1A07 | danielle.r.love@usace.army.mil | 2011-09-14T16:57:52 | 13-15 11 34 11: Office | First Floor | TRICARE OFFICE | Autodesk Revit Architecture 2011 | IfcSpace | 0ztdC3L1HAzhbhMHypqcYN | n/a | 2400 | 8.73 | 8.73
1A08 | danielle.r.love@usace.army.mil | 2011-09-14T16:57:52 | 13-15 11 34 11: Office | First Floor | PHARM. OFFICE | Autodesk Revit Architecture 2011 | IfcSpace | 0ztdC3L1HAzhbhMHypqcYI | n/a | 2400 | 10.45 | 10.45
1A09 | danielle.r.love@usace.army.mil | 2011-09-14T16:57:52 | 13-41 11 14 21: Restroom | First Floor | W. TOILET | Autodesk Revit Architecture 2011 | IfcSpace | 0ztdC3L1HAzhbhMHypqcYH | n/a | 2400 | 10.854 | 10.854
1A10 | danielle.r.love@usace.army.mil | 2011-09-14T16:57:52 | 13-51 11 21: Break Room | First Floor | LOUNGE | Autodesk Revit Architecture 2011 | IfcSpace | 0ztdC3L1HAzhbhMHypqcYS | n/a | 2400 | 10.272 | 10.272
1A11 | danielle.r.love@usace.army.mil | 2011-09-14T16:57:52 | 13-75 11 11: Storage Room | First Floor | JAN. | Autodesk Revit Architecture 2011 | IfcSpace | 0ztdC3L1HAzhbhMHypqcYR | n/a | 2400 | 2.037 | 2.037
1A12 | danielle.r.love@usace.army.mil | 2011-09-14T16:57:52 | 13-41 11 14 21: Restroom | First Floor | M. TOILET | Autodesk Revit Architecture 2011 | IfcSpace | 0ztdC3L1HAzhbhMHypqcY6 | n/a | 2400 | 9.91 | 9.91
1A13 | danielle.r.love@usace.army.mil | 2011-09-14T16:57:52 | 13-41 11 14 21: Restroom | First Floor | STAFF TOILET | Autodesk Revit Architecture 2011 | IfcSpace | 0ztdC3L1HAzhbhMHypqcY5 | n/a | 2400 | 4.468 | 4.468
1A14 | danielle.r.love@usace.army.mil | 2011-09-14T16:57:52 | 13-15 11 34 11: Office | First Floor | SUPER / NCOIC | Autodesk Revit Architecture 2011 | IfcSpace | 0ztdC3L1HAzhbhMHypqcY0 | n/a | 2400 | 7.23 | 7.23
1A15 | danielle.r.love@usace.army.mil | 2011-09-14T16:57:52 | 13-41 41 99: Other Healing Spaces | First Floor | COUNSELING | Autodesk Revit Architecture 2011 | IfcSpace | 0ztdC3L1HAzhbhMHypqcYF | n/a | 2400 | 6.398 | 6.398
1A16 | danielle.r.love@usace.army.mil | 2011-09-14T16:57:52 | 13-75 11 11: Storage Room | First Floor | PHARM. DISP. | Autodesk Revit Architecture 2011 | IfcSpace | 0ztdC3L1HAzhbhMHypqdhw | n/a | 2400 | 67.549 | 67.549
1AC1 | danielle.r.love@usace.army.mil | 2011-09-14T16:57:52 | 13-51 31 11: Waiting Room | First Floor | CENTRAL WAITING | Autodesk Revit Architecture 2011 | IfcSpace | 0ztdC3L1HAzhbhMHypqbH5 | n/a | n/a | 139.755 | 139.755
1AC2 | danielle.r.love@usace.army.mil | 2011-09-14T16:57:52 | 13-85 11 11: Corridor | First Floor | CORRIDOR | Autodesk Revit Architecture 2011 | IfcSpace | 0ztdC3L1HAzhbhMHypqcha | n/a | n/a | 19.605 | 19.605
1AC3 | danielle.r.love@usace.army.mil | 2011-09-14T16:57:52 | 13-85 11 11: Corridor | First Floor | CORRIDOR | Autodesk Revit Architecture 2011 | IfcSpace | 0ztdC3L1HAzhbhMHypqchZ | n/a | 2400 | 16.294 | 16.294
1AC4 | danielle.r.love@usace.army.mil | 2011-09-14T16:57:52 | 13-85 11 11: Corridor | First Floor | CORRIDOR | Autodesk Revit Architecture 2011 | IfcSpace | 0ztdC3L1HAzhbhMHypqchk | n/a | 2400 | 9.551 | 9.551
1AC5 | danielle.r.love@usace.army.mil | 2011-09-14T16:57:52 | 13-85 11 11: Corridor | First Floor | CORRIDOR | Autodesk Revit Architecture 2011 | IfcSpace | 0ztdC3L1HAzhbhMHypqchj | n/a | 2400 | 20.375 | 20.375
1AS1 | danielle.r.love@usace.army.mil | 2011-09-14T16:57:52 | 13-85 21 11: Stairway | First Floor | STAIR | Autodesk Revit Architecture 2011 | IfcSpace | 0ztdC3L1HAzhbhMHypqdeT | n/a | n/a | 14.058 | 14.058
1B01 | danielle.r.love@usace.army.mil | 2011-09-14T16:57:52 | 13-11 11 31: Reception Space | First Floor | RECEPTION | Autodesk Revit Architecture 2011 | IfcSpace | 0ztdC3L1HAzhbhMHypqcVI | n/a | n/a | 9.476 | 9.476
1B02 | danielle.r.love@usace.army.mil | 2011-09-14T16:57:52 | 13-41 11 14 21: Restroom | First Floor | SPECIMEN TOILET | Autodesk Revit Architecture 2011 | IfcSpace | 0ztdC3L1HAzhbhMHypqcVT | n/a | 2400 | 5.549 | 5.549
1B03 | danielle.r.love@usace.army.mil | 2011-09-14T16:57:52 | 13-41 41 99: Other Healing Spaces | First Floor | BLOOD DRAW | Autodesk Revit Architecture 2011 | IfcSpace | 0ztdC3L1HAzhbhMHypqcVO | n/a | 2400 | 9.681 | 9.681
1B04 | danielle.r.love@usace.army.mil | 2011-09-14T16:57:52 | 13-15 11 24 11: Laboratory | First Floor | LAB | Autodesk Revit Architecture 2011 | IfcSpace | 0ztdC3L1HAzhbhMHypqcV7 | n/a | 2400 | 53.588 | 53.588
1B05 | danielle.r.love@usace.army.mil | 2011-09-14T16:57:52 | 13-41 11 14 21: Restroom | First Floor | PAT. / STAFF TOILET | Autodesk Revit Architecture 2011 | IfcSpace | 0ztdC3L1HAzhbhMHypqcV2 | n/a | 2400 | 4.789 | 4.789
1B06 | danielle.r.love@usace.army.mil | 2011-09-14T16:57:52 | 13-15 11 34 11: Office | First Floor | LAB OFFICE | Autodesk Revit Architecture 2011 | IfcSpace | 0ztdC3L1HAzhbhMHypqcV1 | n/a | 2400 | 10.475 | 10.475
1B07 | danielle.r.love@usace.army.mil | 2011-09-14T16:57:52 | 13-41 11 41 11: Dressing Room | First Floor | DRESS | Autodesk Revit Architecture 2011 | IfcSpace | 0ztdC3L1HAzhbhMHypqcVC | n/a | 2400 | 4.421 | 4.421
1B08 | danielle.r.love@usace.army.mil | 2011-09-14T16:57:52 | 13-75 11 11: Storage Room | First Floor | CENT. STO. | Autodesk Revit Architecture 2011 | IfcSpace | 0ztdC3L1HAzhbhMHypqcVB | n/a | 2400 | 9.767 | 9.767
1B09 | danielle.r.love@usace.army.mil | 2011-09-14T16:57:52 | 13-41 11 41 11: Dressing Room | First Floor | DRESS | Autodesk Revit Architecture 2011 | IfcSpace | 0ztdC3L1HAzhbhMHypqcVs | n/a | 2400 | 4.646 | 4.646
1B10 | danielle.r.love@usace.army.mil | 2011-09-14T16:57:52 | 13-51 11 21: Break Room | First Floor | STAFF LOUNGE | Autodesk Revit Architecture 2011 | IfcSpace | 0ztdC3L1HAzhbhMHypqcVr | n/a | 2400 | 10.283 | 10.283
1B11 | danielle.r.love@usace.army.mil | 2011-09-14T16:57:52 | 13-41 11 14 21: Restroom | First Floor | STAFF TOILET | Autodesk Revit Architecture 2011 | IfcSpace | 0ztdC3L1HAzhbhMHypqcVm | n/a | 2400 | 4.994 | 4.994
1B12 | danielle.r.love@usace.army.mil | 2011-09-14T16:57:52 | 13-75 11 11: Storage Room | First Floor | CLEAN SUP. & EQUIP. | Autodesk Revit Architecture 2011 | IfcSpace | 0ztdC3L1HAzhbhMHypqcV$ | n/a | 2400 | 3.901 | 3.901
1B13 | danielle.r.love@usace.army.mil | 2011-09-14T16:57:52 | 13-11 11 31: Reception Space | First Floor | RECEPTION | Autodesk Revit Architecture 2011 | IfcSpace | 0ztdC3L1HAzhbhMHypqcVw | n/a | 2400 | 22.59 | 22.59
1B14 | danielle.r.love@usace.army.mil | 2011-09-14T16:57:52 | 13-75 41 14: Soiled Storage Room Space | First Floor | SOIL. UTL. | Autodesk Revit Architecture 2011 | IfcSpace | 0ztdC3L1HAzhbhMHypqcT2 | n/a | 2400 | 4.036 | 4.036
1B15 | danielle.r.love@usace.army.mil | 2011-09-14T16:57:52 | 13-41 41 31: Scanning/Imaging Room | First Floor | FILM VIEW | Autodesk Revit Architecture 2011 | IfcSpace | 0ztdC3L1HAzhbhMHypqcT1 | n/a | 2400 | 5.837 | 5.837
1B16 | danielle.r.love@usace.army.mil | 2011-09-14T16:57:52 | 13-75 11 11: Storage Room | First Floor | JAN. CL. | Autodesk Revit Architecture 2011 | IfcSpace | 0ztdC3L1HAzhbhMHypqcTC | n/a | 2400 | 4.036 | 4.036
1B17 | danielle.r.love@usace.army.mil | 2011-09-14T16:57:52 | 13-15 11 34 11: Office | First Floor | TECH. WORK ROOM | Autodesk Revit Architecture 2011 | IfcSpace | 0ztdC3L1HAzhbhMHypqcTB | n/a | 2400 | 24.044 | 24.044
1B19 | danielle.r.love@usace.army.mil | 2011-09-14T16:57:52 | 13-41 41 99: Other Healing Spaces | First Floor | RADIOGRAPHIC ROOM | Autodesk Revit Architecture 2011 | IfcSpace | 0ztdC3L1HAzhbhMHypqcTs | n/a | 3000 | 29.913 | 29.913
1B21 | danielle.r.love@usace.army.mil | 2011-09-14T16:57:52 | 13-15 11 34 11: Office | First Floor | COMM. ROOM | Autodesk Revit Architecture 2011 | IfcSpace | 0ztdC3L1HAzhbhMHypqcT_ | n/a | n/a | 9.802 | 9.802
1B23 | danielle.r.love@usace.army.mil | 2011-09-14T16:57:52 | 13-81 21 21: Electrical Room | First Floor | ELEC. ROOM | Autodesk Revit Architecture 2011 | IfcSpace | 0ztdC3L1HAzhbhMHypqcTv | n/a | n/a | 9.883 | 9.883
1BC1 | danielle.r.love@usace.army.mil | 2011-09-14T16:57:52 | 13-85 11 11: Corridor | First Floor | CORRIDOR | Autodesk Revit Architecture 2011 | IfcSpace | 0ztdC3L1HAzhbhMHypqcOd | n/a | 2400 | 5.693 | 5.693
1BC2 | danielle.r.love@usace.army.mil | 2011-09-14T16:57:52 | 13-85 11 11: Corridor | First Floor | CORRIDOR | Autodesk Revit Architecture 2011 | IfcSpace | 0ztdC3L1HAzhbhMHypqcOk | n/a | 2400 | 29.437 | 29.437
1BC3 | danielle.r.love@usace.army.mil | 2011-09-14T16:57:52 | 13-85 11 11: Corridor | First Floor | CORRIDOR | Autodesk Revit Architecture 2011 | IfcSpace | 0ztdC3L1HAzhbhMHypqcOj | n/a | 2400 | 13.44 | 13.44
1BC4 | danielle.r.love@usace.army.mil | 2011-09-14T16:57:52 | 13-85 11 11: Corridor | First Floor | CORRIDOR | Autodesk Revit Architecture 2011 | IfcSpace | 0ztdC3L1HAzhbhMHypqcOe | n/a | 2400 | 44.365 | 44.365
1BS2 | danielle.r.love@usace.army.mil | 2011-09-14T16:57:52 | 13-85 21 11: Stairway | First Floor | STAIR | Autodesk Revit Architecture 2011 | IfcSpace | 0ztdC3L1HAzhbhMHypqcTW | n/a | n/a | 16.032 | 16.032
1C01 | danielle.r.love@usace.army.mil | 2011-09-14T16:57:52 | 13-51 31 11: Waiting Room | First Floor | WAITING | Autodesk Revit Architecture 2011 | IfcSpace | 0ztdC3L1HAzhbhMHypqcqj | n/a | 2700 | 11.86 | 11.86
1C02 | danielle.r.love@usace.army.mil | 2011-09-14T16:57:52 | 13-11 11 31: Reception Space | First Floor | RECEPTION | Autodesk Revit Architecture 2011 | IfcSpace | 0ztdC3L1HAzhbhMHypqcBK | n/a | n/a | 9.319 | 9.319
1C03 | danielle.r.love@usace.army.mil | 2011-09-14T16:57:52 | 13-75 11 11: Storage Room | First Floor | JAN. CL. | Autodesk Revit Architecture 2011 | IfcSpace | 0ztdC3L1HAzhbhMHypqcBJ | n/a | 2400 | 4.111 | 4.111
1C04 | danielle.r.love@usace.army.mil | 2011-09-14T16:57:52 | 13-41 41 99: Other Healing Spaces | First Floor | FITTING / DISP. | Autodesk Revit Architecture 2011 | IfcSpace | 0ztdC3L1HAzhbhMHypqcBR | n/a | 2400 | 10.119 | 10.119
1C05 | danielle.r.love@usace.army.mil | 2011-09-14T16:57:52 | 13-41 41 14: Physical Examination Room | First Floor | VISUAL FIELD | Autodesk Revit Architecture 2011 | IfcSpace | 0ztdC3L1HAzhbhMHypqcB6 | n/a | 2400 | 11.345 | 11.345
1C06 | danielle.r.love@usace.army.mil | 2011-09-14T16:57:52 | 13-75 41 14: Soiled Storage Room Space | First Floor | SOIL. UTL. / TRASH | Autodesk Revit Architecture 2011 | IfcSpace | 0ztdC3L1HAzhbhMHypqcB5 | n/a | 2400 | 5.4 | 5.4
1C07 | danielle.r.love@usace.army.mil | 2011-09-14T16:57:52 | 13-15 11 34 11: Office | First Floor | OPT. EXAM / OFF. | Autodesk Revit Architecture 2011 | IfcSpace | 0ztdC3L1HAzhbhMHypqcB0 | n/a | 2400 | 17.571 | 17.571
1C08 | danielle.r.love@usace.army.mil | 2011-09-14T16:57:52 | 13-41 41 14: Physical Examination Room | First Floor | SCREEN EYE TEST | Autodesk Revit Architecture 2011 | IfcSpace | 0ztdC3L1HAzhbhMHypqcBF | n/a | 2400 | 9.818 | 9.818
1C09 | danielle.r.love@usace.army.mil | 2011-09-14T16:57:52 | 13-41 41 31: Scanning/Imaging Room | First Floor | FUNDUS CAMERA ROOM | Autodesk Revit Architecture 2011 | IfcSpace | 0ztdC3L1HAzhbhMHypqcBA | n/a | 2400 | 14.928 | 14.928
1C10 | danielle.r.love@usace.army.mil | 2011-09-14T16:57:52 | 13-15 11 34 11: Office | First Floor | OPT. EXAM / OFF. | Autodesk Revit Architecture 2011 | IfcSpace | 0ztdC3L1HAzhbhMHypqcB9 | n/a | 2400 | 18.254 | 18.254
1C11 | danielle.r.love@usace.army.mil | 2011-09-14T16:57:52 | 13-81 21 21: Electrical Room | First Floor | ELEC. CL. | Autodesk Revit Architecture 2011 | IfcSpace | 0ztdC3L1HAzhbhMHypqc0D | n/a | n/a | 0.778 | 0.778
1C12 | danielle.r.love@usace.army.mil | 2011-09-14T16:57:52 | 13-41 11 14 21: Restroom | First Floor | TOILET | Autodesk Revit Architecture 2011 | IfcSpace | 0ztdC3L1HAzhbhMHypqc1g | n/a | 2400 | 6.147 | 6.147
1C13 | danielle.r.love@usace.army.mil | 2011-09-14T16:57:52 | 13-15 11 34 11: Office | First Floor | COMM. ROOM | Autodesk Revit Architecture 2011 | IfcSpace | 0ztdC3L1HAzhbhMHypqc0L | n/a | 2400 | 11.897 | 11.897
1C14 | danielle.r.love@usace.army.mil | 2011-09-14T16:57:52 | 13-41 41 99: Other Healing Spaces | First Floor | HIST. / INTV. | Autodesk Revit Architecture 2011 | IfcSpace | 0ztdC3L1HAzhbhMHypqc0G | n/a | 2400 | 8.184 | 8.184
1C15 | danielle.r.love@usace.army.mil | 2011-09-14T16:57:52 | 13-15 11 34 11: Office | First Floor | PES ADMIN. OFFICE | Autodesk Revit Architecture 2011 | IfcSpace | 0ztdC3L1HAzhbhMHypqc0V | n/a | 2400 | 15.393 | 15.393
1C16 | danielle.r.love@usace.army.mil | 2011-09-14T16:57:52 | 13-41 41 31: Scanning/Imaging Room | First Floor | ECG TEST | Autodesk Revit Architecture 2011 | IfcSpace | 0ztdC3L1HAzhbhMHypqc0Q | n/a | 2400 | 10.008 | 10.008
1C17 | danielle.r.love@usace.army.mil | 2011-09-14T16:57:52 | 13-15 11 34 11: Office | First Floor | CHIEF AERO MED. | Autodesk Revit Architecture 2011 | IfcSpace | 0ztdC3L1HAzhbhMHypqc0P | n/a | 2400 | 9.942 | 9.942
1C18 | danielle.r.love@usace.army.mil | 2011-09-14T16:57:52 | 13-41 41 14: Physical Examination Room | First Floor | PHYSICAL EXAM | Autodesk Revit Architecture 2011 | IfcSpace | 0ztdC3L1HAzhbhMHypqc04 | n/a | 2400 | 58.03 | 58.03
1C19 | danielle.r.love@usace.army.mil | 2011-09-14T16:57:52 | 13-81 21 11: Equipment Room | First Floor | AUDIO | Autodesk Revit Architecture 2011 | IfcSpace | 0ztdC3L1HAzhbhMHypqc03 | n/a | 3000 | 11.627 | 11.627
1CC1 | danielle.r.love@usace.army.mil | 2011-09-14T16:57:52 | 13-85 11 11: Corridor | First Floor | CORRIDOR | Autodesk Revit Architecture 2011 | IfcSpace | 0ztdC3L1HAzhbhMHypqcqu | n/a | 2400 | 42.654 | 42.654
1CC2 | danielle.r.love@usace.army.mil | 2011-09-14T16:57:52 | 13-85 11 11: Corridor | First Floor | CORRIDOR | Autodesk Revit Architecture 2011 | IfcSpace | 0ztdC3L1HAzhbhMHypqcqZ | n/a | 2400 | 8.232 | 8.232
1CC3 | danielle.r.love@usace.army.mil | 2011-09-14T16:57:52 | 13-85 11 11: Corridor | First Floor | CORRIDOR | Autodesk Revit Architecture 2011 | IfcSpace | 0ztdC3L1HAzhbhMHypqcqk | n/a | 2400 | 11.497 | 11.497
1CS3 | danielle.r.love@usace.army.mil | 2011-09-14T16:57:52 | 13-85 21 11: Stairway | First Floor | STAIR | Autodesk Revit Architecture 2011 | IfcSpace | 0ztdC3L1HAzhbhMHypqc0q | n/a | n/a | 13.909 | 13.909
1D01 | danielle.r.love@usace.army.mil | 2011-09-14T16:57:52 | 13-75 41 14: Soiled Storage Room Space | First Floor | SL. LIN. / TRASH | Autodesk Revit Architecture 2011 | IfcSpace | 0ztdC3L1HAzhbhMHypqcBw | n/a | 2400 | 2.002 | 2.002
1D02 | danielle.r.love@usace.army.mil | 2011-09-14T16:57:52 | 13-41 41 99: Other Healing Spaces | First Floor | INTERACTION STATION | Autodesk Revit Architecture 2011 | IfcSpace | 0ztdC3L1HAzhbhMHypqcBb | n/a | 2400 | 11.53 | 11.53
1D03 | danielle.r.love@usace.army.mil | 2011-09-14T16:57:52 | 13-15 21 11 21: Clean Room | First Floor | CLEAN U. | Autodesk Revit Architecture 2011 | IfcSpace | 0ztdC3L1HAzhbhMHypqcBW | n/a | 2400 | 2.35 | 2.35
1D04 | danielle.r.love@usace.army.mil | 2011-09-14T16:57:52 | 13-41 11 14 21: Restroom | First Floor | TOILET | Autodesk Revit Architecture 2011 | IfcSpace | 0ztdC3L1HAzhbhMHypqcBl | n/a | 2400 | 5.105 | 5.105
1D05 | danielle.r.love@usace.army.mil | 2011-09-14T16:57:52 | 13-41 41 11: Treatment Room | First Floor | TRMT RM. DIRTY PROC. | Autodesk Revit Architecture 2011 | IfcSpace | 0ztdC3L1HAzhbhMHypqcBg | n/a | 2700 | 14.133 | 14.133
1D06 | danielle.r.love@usace.army.mil | 2011-09-14T16:57:52 | 13-41 11 99: Other Grooming Spaces | First Floor | SCOPE WASH / DECON. | Autodesk Revit Architecture 2011 | IfcSpace | 0ztdC3L1HAzhbhMHypqcBf | n/a | 2700 | 8.998 | 8.998
1D07 | danielle.r.love@usace.army.mil | 2011-09-14T16:57:52 | 13-41 41 99: Other Healing Spaces | First Floor | INTERACTION STATION | Autodesk Revit Architecture 2011 | IfcSpace | 0ztdC3L1HAzhbhMHypqcAK | n/a | 2400 | 12.566 | 12.566
1D08 | danielle.r.love@usace.army.mil | 2011-09-14T16:57:52 | 13-41 41 99: Other Healing Spaces | First Floor | INTERACTION STATION | Autodesk Revit Architecture 2011 | IfcSpace | 0ztdC3L1HAzhbhMHypqcAJ | n/a | 2400 | 12.827 | 12.827
1D09 | danielle.r.love@usace.army.mil | 2011-09-14T16:57:52 | 13-41 41 99: Other Healing Spaces | First Floor | INTERACTION STATION | Autodesk Revit Architecture 2011 | IfcSpace | 0ztdC3L1HAzhbhMHypqcAU | n/a | 2400 | 12.779 | 12.779
1D10 | danielle.r.love@usace.army.mil | 2011-09-14T16:57:52 | 13-41 41 99: Other Healing Spaces | First Floor | INTERACTION STATION | Autodesk Revit Architecture 2011 | IfcSpace | 0ztdC3L1HAzhbhMHypqcAT | n/a | 2400 | 12.744 | 12.744
1D11 | danielle.r.love@usace.army.mil | 2011-09-14T16:57:52 | 13-41 41 99: Other Healing Spaces | First Floor | INTERACTION STATION | Autodesk Revit Architecture 2011 | IfcSpace | 0ztdC3L1HAzhbhMHypqcAO | n/a | 2400 | 12.698 | 12.698
1D12 | danielle.r.love@usace.army.mil | 2011-09-14T16:57:52 | 13-15 11 24 11: Laboratory | First Floor | SPECIMEN COLL. LAB | Autodesk Revit Architecture 2011 | IfcSpace | 0ztdC3L1HAzhbhMHypqcA7 | n/a | 2400 | 10.211 | 10.211
1D13 | danielle.r.love@usace.army.mil | 2011-09-14T16:57:52 | 13-41 41 99: Other Healing Spaces | First Floor | INTERACTION STATION | Autodesk Revit Architecture 2011 | IfcSpace | 0ztdC3L1HAzhbhMHypqcA2 | n/a | 2400 | 12.826 | 12.826
1D14 | danielle.r.love@usace.army.mil | 2011-09-14T16:57:52 | 13-41 11 14 21: Restroom | First Floor | SPECIMEN TOILET | Autodesk Revit Architecture 2011 | IfcSpace | 0ztdC3L1HAzhbhMHypqcA1 | n/a | 2400 | 4.753 | 4.753
1D15 | danielle.r.love@usace.army.mil | 2011-09-14T16:57:52 | 13-41 41 14: Physical Examination Room | First Floor | WTS & MEAS. ROOM | Autodesk Revit Architecture 2011 | IfcSpace | 0ztdC3L1HAzhbhMHypqcAC | n/a | 2400 | 5.068 | 5.068
1D16 | danielle.r.love@usace.army.mil | 2011-09-14T16:57:52 | 13-15 11 34 11: Office | First Floor | PROVIDER CUBICLES | Autodesk Revit Architecture 2011 | IfcSpace | 0ztdC3L1HAzhbhMHypqcAu | n/a | 2700 | 67.834 | 67.834
1D17 | danielle.r.love@usace.army.mil | 2011-09-14T16:57:52 | 13-75 11 11: Storage Room | First Floor | JAN. CL. | Autodesk Revit Architecture 2011 | IfcSpace | 0ztdC3L1HAzhbhMHypqcAd | n/a | 2400 | 2.057 | 2.057
1D18 | danielle.r.love@usace.army.mil | 2011-09-14T16:57:52 | 13-41 11 14 21: Restroom | First Floor | TOILET | Autodesk Revit Architecture 2011 | IfcSpace | 0ztdC3L1HAzhbhMHypqcAY | n/a | 2400 | 8.26 | 8.26
1D19 | danielle.r.love@usace.army.mil | 2011-09-14T16:57:52 | 13-15 11 34 11: Office | First Floor | MDIS VIEW | Autodesk Revit Architecture 2011 | IfcSpace | 0ztdC3L1HAzhbhMHypqcAX | n/a | 2400 | 5.637 | 5.637
1D20 | danielle.r.love@usace.army.mil | 2011-09-14T16:57:52 | 13-15 11 34 11: Office | First Floor | APPMTS | Autodesk Revit Architecture 2011 | IfcSpace | 0ztdC3L1HAzhbhMHypqcAi | n/a | 2400 | 11.791 | 11.791
1D21 | danielle.r.love@usace.army.mil | 2011-09-14T16:57:52 | 13-41 41 99: Other Healing Spaces | First Floor | GROUP IS | Autodesk Revit Architecture 2011 | IfcSpace | 0ztdC3L1HAzhbhMHypqcAh | n/a | 2400 | 19.192 | 19.192
1D22 | danielle.r.love@usace.army.mil | 2011-09-14T16:57:52 | 13-15 11 34 11: Office | First Floor | TEAM INTERACTION | Autodesk Revit Architecture 2011 | IfcSpace | 0ztdC3L1HAzhbhMHypqc9M | n/a | 2400 | 24.237 | 24.237
1D23 | danielle.r.love@usace.army.mil | 2011-09-14T16:57:52 | 13-41 41 99: Other Healing Spaces | First Floor | GROUP IS | Autodesk Revit Architecture 2011 | IfcSpace | 0ztdC3L1HAzhbhMHypqc9L | n/a | 2400 | 19.187 | 19.187
1D24 | danielle.r.love@usace.army.mil | 2011-09-14T16:57:52 | 13-75 11 11: Storage Room | First Floor | RECORDS | Autodesk Revit Architecture 2011 | IfcSpace | 0ztdC3L1HAzhbhMHypqc9G | n/a | 2400 | 11.778 | 11.778
1D25 | danielle.r.love@usace.army.mil | 2011-09-14T16:57:52 | 13-15 11 34 11: Office | First Floor | PROVIDER CUBICLES | Autodesk Revit Architecture 2011 | IfcSpace | 0ztdC3L1HAzhbhMHypqc9V | n/a | 2700 | 67.819 | 67.819
1D26 | danielle.r.love@usace.army.mil | 2011-09-14T16:57:52 | 13-41 11 14 21: Restroom | First Floor | TOILET | Autodesk Revit Architecture 2011 | IfcSpace | 0ztdC3L1HAzhbhMHypqc9Q | n/a | 2400 | 5.043 | 5.043
1D27 | danielle.r.love@usace.army.mil | 2011-09-14T16:57:52 | 13-15 11 34 11: Office | First Floor | ADMIN WORK STATN. | Autodesk Revit Architecture 2011 | IfcSpace | 0ztdC3L1HAzhbhMHypqc9P | n/a | 2400 | 10.75 | 10.75
1D28 | danielle.r.love@usace.army.mil | 2011-09-14T16:57:52 | 13-41 41 99: Other Healing Spaces | First Floor | INTERACTION STATION | Autodesk Revit Architecture 2011 | IfcSpace | 0ztdC3L1HAzhbhMHypqc94 | n/a | 2400 | 12.688 | 12.688
1D30 | danielle.r.love@usace.army.mil | 2011-09-14T16:57:52 | 13-41 41 14: Physical Examination Room | First Floor | WTS & MEAS. ROOM | Autodesk Revit Architecture 2011 | IfcSpace | 0ztdC3L1HAzhbhMHypqc93 | n/a | 2400 | 9.265 | 9.265
1D31 | danielle.r.love@usace.army.mil | 2011-09-14T16:57:52 | 13-41 41 14: Physical Examination Room | First Floor | PEDIATRIC WTS & MSRS | Autodesk Revit Architecture 2011 | IfcSpace | 0ztdC3L1HAzhbhMHypqc9B | n/a | 2400 | 11.021 | 11.021
1D32 | danielle.r.love@usace.army.mil | 2011-09-14T16:57:52 | 13-41 41 99: Other Healing Spaces | First Floor | INTERACTION STATION | Autodesk Revit Architecture 2011 | IfcSpace | 0ztdC3L1HAzhbhMHypqc9s | n/a | 2400 | 12.748 | 12.748
1D33 | danielle.r.love@usace.army.mil | 2011-09-14T16:57:52 | 13-51 31 11: Waiting Room | First Floor | PEDIATRIC WAITING | Autodesk Revit Architecture 2011 | IfcSpace | 0ztdC3L1HAzhbhMHypqc9r | n/a | 2400 | 12.742 | 12.742
1D34 | danielle.r.love@usace.army.mil | 2011-09-14T16:57:52 | 13-41 41 99: Other Healing Spaces | First Floor | INTERACTION STATION | Autodesk Revit Architecture 2011 | IfcSpace | 0ztdC3L1HAzhbhMHypqc9m | n/a | 2400 | 12.826 | 12.826
1D35 | danielle.r.love@usace.army.mil | 2011-09-14T16:57:52 | 13-41 41 99: Other Healing Spaces | First Floor | INTERACTION STATION | Autodesk Revit Architecture 2011 | IfcSpace | 0ztdC3L1HAzhbhMHypqc9$ | n/a | 2400 | 12.826 | 12.826
1D36 | danielle.r.love@usace.army.mil | 2011-09-14T16:57:52 | 13-41 41 99: Other Healing Spaces | First Floor | INTERACTION STATION | Autodesk Revit Architecture 2011 | IfcSpace | 0ztdC3L1HAzhbhMHypqc9w | n/a | 2400 | 12.705 | 12.705
1D37 | danielle.r.love@usace.army.mil | 2011-09-14T16:57:52 | 13-15 21 11 21: Clean Room | First Floor | CLEAN U. | Autodesk Revit Architecture 2011 | IfcSpace | 0ztdC3L1HAzhbhMHypqc9v | n/a | 2400 | 2.35 | 2.35
1D38 | danielle.r.love@usace.army.mil | 2011-09-14T16:57:52 | 13-41 41 11: Treatment Room | First Floor | TRMT ROOM | Autodesk Revit Architecture 2011 | IfcSpace | 0ztdC3L1HAzhbhMHypqc8a | n/a | 2700 | 23.26 | 23.26
1D39 | danielle.r.love@usace.army.mil | 2011-09-14T16:57:52 | 13-75 11 11: Storage Room | First Floor | SL. LIN. / TRASH | Autodesk Revit Architecture 2011 | IfcSpace | 0ztdC3L1HAzhbhMHypqc8Z | n/a | 2400 | 2.001 | 2.001
1D40 | danielle.r.love@usace.army.mil | 2011-09-14T16:57:52 | 13-41 41 99: Other Healing Spaces | First Floor | IMMUNIZATION ROOM | Autodesk Revit Architecture 2011 | IfcSpace | 0ztdC3L1HAzhbhMHypqc8k | n/a | 2700 | 16.552 | 16.552
1DC1 | danielle.r.love@usace.army.mil | 2011-09-14T16:57:52 | 13-51 31 11: Waiting Room | First Floor | WAITING / ACTIVITY AREA | Autodesk Revit Architecture 2011 | IfcSpace | 0ztdC3L1HAzhbhMHypqcY9 | n/a | n/a | 182.28 | 182.28
1DC2 | danielle.r.love@usace.army.mil | 2011-09-14T16:57:52 | 13-85 11 11: Corridor | First Floor | CORRIDOR | Autodesk Revit Architecture 2011 | IfcSpace | 0ztdC3L1HAzhbhMHypqcaa | n/a | 2400 | 6.347 | 6.347
1DC3 | danielle.r.love@usace.army.mil | 2011-09-14T16:57:52 | 13-85 11 11: Corridor | First Floor | CORRIDOR | Autodesk Revit Architecture 2011 | IfcSpace | 0ztdC3L1HAzhbhMHypqcaZ | n/a | 2400 | 31.811 | 31.811
1DC4 | danielle.r.love@usace.army.mil | 2011-09-14T16:57:52 | 13-85 11 11: Corridor | First Floor | CORRIDOR | Autodesk Revit Architecture 2011 | IfcSpace | 0ztdC3L1HAzhbhMHypqcak | n/a | 2400 | 15.061 | 15.061
1DC5 | danielle.r.love@usace.army.mil | 2011-09-14T16:57:52 | 13-85 11 11: Corridor | First Floor | CORRIDOR | Autodesk Revit Architecture 2011 | IfcSpace | 0ztdC3L1HAzhbhMHypqc8e | n/a | 2400 | 6.612 | 6.612
1DC6 | danielle.r.love@usace.army.mil | 2011-09-14T16:57:52 | 13-85 11 11: Corridor | First Floor | CORRIDOR | Autodesk Revit Architecture 2011 | IfcSpace | 0ztdC3L1HAzhbhMHypqc1c | n/a | 2400 | 15.007 | 15.007
1DC7 | danielle.r.love@usace.army.mil | 2011-09-14T16:57:52 | 13-85 11 11: Corridor | First Floor | CORRIDOR | Autodesk Revit Architecture 2011 | IfcSpace | 0ztdC3L1HAzhbhMHypqc1b | n/a | 2400 | 31.907 | 31.907
1DC8 | danielle.r.love@usace.army.mil | 2011-09-14T16:57:52 | 13-85 11 11: Corridor | First Floor | CORRIDOR | Autodesk Revit Architecture 2011 | IfcSpace | 0ztdC3L1HAzhbhMHypqc1W | n/a | 2400 | 6.292 | 6.292
1E01 | danielle.r.love@usace.army.mil | 2011-09-14T16:57:52 | 13-75 11 11: Storage Room | First Floor | HK EQUIP. STORAGE | Autodesk Revit Architecture 2011 | IfcSpace | 0ztdC3L1HAzhbhMHypqc0$ | n/a | 2400 | 9.725 | 9.725
1E02 | danielle.r.love@usace.army.mil | 2011-09-14T16:57:52 | 13-81 21 11: Equipment Room | First Floor | ELEV. EQUIP. | Autodesk Revit Architecture 2011 | IfcSpace | 0ztdC3L1HAzhbhMHypqc0d | n/a | n/a | 5.676 | 5.676
1E03 | danielle.r.love@usace.army.mil | 2011-09-14T16:57:52 | 13-75 11 11: Storage Room | First Floor | JAN. CL. | Autodesk Revit Architecture 2011 | IfcSpace | 0ztdC3L1HAzhbhMHypqc0Y | n/a | 2400 | 3.97 | 3.97
1E04 | danielle.r.love@usace.army.mil | 2011-09-14T16:57:52 | 13-51 11 21: Break Room | First Floor | HK BREAK ROOM | Autodesk Revit Architecture 2011 | IfcSpace | 0ztdC3L1HAzhbhMHypqc0X | n/a | 2400 | 9.735 | 9.735
1E05 | danielle.r.love@usace.army.mil | 2011-09-14T16:57:52 | 13-15 11 34 11: Office | First Floor | CHIEF LOG OFFICE | Autodesk Revit Architecture 2011 | IfcSpace | 0ztdC3L1HAzhbhMHypqc0i | n/a | 2400 | 9.939 | 9.939
1E06 | danielle.r.love@usace.army.mil | 2011-09-14T16:57:52 | 13-15 11 34 11: Office | First Floor | TECH. WORK STATION | Autodesk Revit Architecture 2011 | IfcSpace | 0ztdC3L1HAzhbhMHypqc0h | n/a | 2400 | 37.379 | 37.379
1E07 | danielle.r.love@usace.army.mil | 2011-09-14T16:57:52 | 13-11 21 17: Conference Room | First Floor | CONF. LIBRARY | Autodesk Revit Architecture 2011 | IfcSpace | 0ztdC3L1HAzhbhMHypqc7M | n/a | 2400 | 11.631 | 11.631
1E08 | danielle.r.love@usace.army.mil | 2011-09-14T16:57:52 | 13-15 11 34 11: Office | First Floor | SUPER | Autodesk Revit Architecture 2011 | IfcSpace | 0ztdC3L1HAzhbhMHypqc7L | n/a | 2400 | 9.864 | 9.864
1E09 | danielle.r.love@usace.army.mil | 2011-09-14T16:57:52 | 13-41 11 14 21: Restroom | First Floor | W. TOILET | Autodesk Revit Architecture 2011 | IfcSpace | 0ztdC3L1HAzhbhMHypqc7G | n/a | 2400 | 5.062 | 5.062
1E10 | danielle.r.love@usace.army.mil | 2011-09-14T16:57:52 | 13-41 11 14 21: Restroom | First Floor | M. TOILET | Autodesk Revit Architecture 2011 | IfcSpace | 0ztdC3L1HAzhbhMHypqc7V | n/a | 2400 | 5.062 | 5.062
1E11 | danielle.r.love@usace.army.mil | 2011-09-14T16:57:52 | 13-51 11 21: Break Room | First Floor | STAFF LOUNGE | Autodesk Revit Architecture 2011 | IfcSpace | 0ztdC3L1HAzhbhMHypqc7Q | n/a | 2400 | 14.592 | 14.592
1E12 | danielle.r.love@usace.army.mil | 2011-09-14T16:57:52 | 13-41 11 14 21: Restroom | First Floor | ISOLATION TOILET | Autodesk Revit Architecture 2011 | IfcSpace | 0ztdC3L1HAzhbhMHypqc7P | n/a | 2700 | 5.252 | 5.252
1E14 | danielle.r.love@usace.army.mil | 2011-09-14T16:57:52 | 13-75 11 11: Storage Room | First Floor | Medical Readiness | Autodesk Revit Architecture 2011 | IfcSpace | 0ztdC3L1HAzhbhMHypqc74 | n/a | 2400 | 22.355 | 22.355
1E15 | danielle.r.love@usace.army.mil | 2011-09-14T16:57:52 | 13-81 21 17: Mechanical Room | First Floor | CENTRAL MECH. RM. | Autodesk Revit Architecture 2011 | IfcSpace | 0ztdC3L1HAzhbhMHypqc7F | n/a | n/a | 28.914 | 28.914
1E15A | danielle.r.love@usace.army.mil | 2011-09-14T16:57:52 | 13-75 41 24: Hazardous Material Storage Space | First Floor | GAS STORAGE | Autodesk Revit Architecture 2011 | IfcSpace | 0ztdC3L1HAzhbhMHypqdl$ | n/a | n/a | 2.289 | 2.289
1E16 | danielle.r.love@usace.army.mil | 2011-09-14T16:57:52 | 13-15 11 34 11: Office | First Floor | BMET WORK STATION | Autodesk Revit Architecture 2011 | IfcSpace | 0ztdC3L1HAzhbhMHypqc7A | n/a | 2600 | 49.598 | 49.598
1E17 | danielle.r.love@usace.army.mil | 2011-09-14T16:57:52 | 13-75 41 24: Hazardous Material Storage Space | First Floor | HAZ. STOR. | Autodesk Revit Architecture 2011 | IfcSpace | 0ztdC3L1HAzhbhMHypqc79 | n/a | 2700 | 9.787 | 9.787
1E18 | danielle.r.love@usace.army.mil | 2011-09-14T16:57:52 | 13-15 11 34 11: Office | First Floor | BIOMED MAINT. ADMIN. | Autodesk Revit Architecture 2011 | IfcSpace | 0ztdC3L1HAzhbhMHypqc7q | n/a | 2400 | 15.554 | 15.554
1E19 | danielle.r.love@usace.army.mil | 2011-09-14T16:57:52 | 13-81 21 21: Electrical Room | First Floor | ELEC. ROOM | Autodesk Revit Architecture 2011 | IfcSpace | 0ztdC3L1HAzhbhMHypqc7p | n/a | n/a | 9.626 | 9.626
1E20 | danielle.r.love@usace.army.mil | 2011-09-14T16:57:52 | 13-75 41 14: Soiled Storage Room Space | First Floor | TRASH | Autodesk Revit Architecture 2011 | IfcSpace | 0ztdC3L1HAzhbhMHypqc7_ | n/a | 2400 | 8.954 | 8.954
1E21 | danielle.r.love@usace.army.mil | 2011-09-14T16:57:52 | 13-75 41 24: Hazardous Material Storage Space | First Floor | FLAMABLE STORAGE | Autodesk Revit Architecture 2011 | IfcSpace | 0ztdC3L1HAzhbhMHypqc7z | n/a | 2700 | 5.665 | 5.665
1E22 | danielle.r.love@usace.army.mil | 2011-09-14T16:57:52 | 13-75 11 11: Storage Room | First Floor | SEC. STORAGE | Autodesk Revit Architecture 2011 | IfcSpace | 0ztdC3L1HAzhbhMHypqc7u | n/a | 2700 | 6.273 | 6.273
1E23 | danielle.r.love@usace.army.mil | 2011-09-14T16:57:52 | 13-81 21 11: Equipment Room | First Floor | BEE EQUIP. STORAGE | Autodesk Revit Architecture 2011 | IfcSpace | 0ztdC3L1HAzhbhMHypqc7d | n/a | 2700 | 8.779 | 8.779
1E24 | danielle.r.love@usace.army.mil | 2011-09-14T16:57:52 | 13-75 11 11: Storage Room | First Floor | RECEIVING / STORAGE | Autodesk Revit Architecture 2011 | IfcSpace | 0ztdC3L1HAzhbhMHypqc7Y | n/a | 3350 | 118.296 | 118.296
1E25 | danielle.r.love@usace.army.mil | 2011-09-14T16:57:52 | 13-75 11 11: Storage Room | First Floor | ADP EQUIP SPACE | Autodesk Revit Architecture 2011 | IfcSpace | 0ztdC3L1HAzhbhMHypqc7X | n/a | 2400 | 11.373 | 11.373
1E26 | danielle.r.love@usace.army.mil | 2011-09-14T16:57:52 | 13-15 11 34 11: Office | First Floor | WORK ROOM | Autodesk Revit Architecture 2011 | IfcSpace | 0ztdC3L1HAzhbhMHypqc7i | n/a | 2400 | 19.714 | 19.714
1E27 | danielle.r.love@usace.army.mil | 2011-09-14T16:57:52 | 13-75 11 11: Storage Room | First Floor | BENCHSTOCK STORAGE | Autodesk Revit Architecture 2011 | IfcSpace | 0ztdC3L1HAzhbhMHypqc7h | n/a | 2400 | 9.513 | 9.513
1E28 | danielle.r.love@usace.army.mil | 2011-09-14T16:57:52 | 13-15 11 34 11: Office | First Floor | FAC. MGR. OFFICE | Autodesk Revit Architecture 2011 | IfcSpace | 0ztdC3L1HAzhbhMHypqc6M | n/a | 2400 | 9.738 | 9.738
1E29 | danielle.r.love@usace.army.mil | 2011-09-14T16:57:52 | 13-15 11 34 11: Office | First Floor | HK. SUPV. OFFICE | Autodesk Revit Architecture 2011 | IfcSpace | 0ztdC3L1HAzhbhMHypqc6L | n/a | 2400 | 11.03 | 11.03
1E30 | danielle.r.love@usace.army.mil | 2011-09-14T16:57:52 | 13-75 41 14: Soiled Storage Room Space | First Floor | SOIL. LIN. | Autodesk Revit Architecture 2011 | IfcSpace | 0ztdC3L1HAzhbhMHypqc6G | n/a | 2400 | 6.878 | 6.878
1E33 | danielle.r.love@usace.army.mil | 2011-09-14T16:57:52 | 13-41 41 99: Other Healing Spaces | First Floor | ISOLATION INTERACTION STATION | Autodesk Revit Architecture 2011 | IfcSpace | 0ztdC3L1HAzhbhMHypqc6V | n/a | 2400 | 13.354 | 13.354
1EC1 | danielle.r.love@usace.army.mil | 2011-09-14T16:57:52 | 13-85 11 11: Corridor | First Floor | CORRIDOR | Autodesk Revit Architecture 2011 | IfcSpace | 0ztdC3L1HAzhbhMHypqcQh | n/a | 2400 | 54.684 | 54.684
1EC2 | danielle.r.love@usace.army.mil | 2011-09-14T16:57:52 | 13-85 11 11: Corridor | First Floor | CORRIDOR | Autodesk Revit Architecture 2011 | IfcSpace | 0ztdC3L1HAzhbhMHypqcPI | n/a | 2400 | 7.914 | 7.914
1EC3 | danielle.r.love@usace.army.mil | 2011-09-14T16:57:52 | 13-85 11 11: Corridor | First Floor | CORRIDOR | Autodesk Revit Architecture 2011 | IfcSpace | 0ztdC3L1HAzhbhMHypqcPH | n/a | 2400 | 8.752 | 8.752
1EC4 | danielle.r.love@usace.army.mil | 2011-09-14T16:57:52 | 13-85 11 11: Corridor | First Floor | CORRIDOR | Autodesk Revit Architecture 2011 | IfcSpace | 0ztdC3L1HAzhbhMHypqcPS | n/a | 2400 | 9.306 | 9.306
1F01 | danielle.r.love@usace.army.mil | 2011-09-14T16:57:52 | 13-81 21 11: Equipment Room | First Floor | MECH. YARD | Autodesk Revit Architecture 2011 | IfcSpace | 1NvbzFDrT8ePCfWUZHOCVS | n/a | 2400 | 80.065 | 80.065
1F02 | danielle.r.love@usace.army.mil | 2011-09-14T16:57:52 | 13-91 11 11 33: Loading Dock | First Floor | LOADING DOCK | Autodesk Revit Architecture 2011 | IfcSpace | n/a | n/a | 2400 | 80.065 | 80.065
2A01 | danielle.r.love@usace.army.mil | 2011-09-14T16:57:52 | 13-11 21 17: Conference Room | Second Floor | LIBRARY / CONF. ROOM | Autodesk Revit Architecture 2011 | IfcSpace | 0uLn6BSvvEB8kgChiujNGA | n/a | n/a | 26.331 | 26.331
2A02 | danielle.r.love@usace.army.mil | 2011-09-14T16:57:52 | 13-15 11 34 11: Office | Second Floor | SUPER OFFICE | Autodesk Revit Architecture 2011 | IfcSpace | 0uLn6BSvvEB8kgChiujNHp | n/a | 2400 | 10.871 | 10.871
2A03 | danielle.r.love@usace.army.mil | 2011-09-14T16:57:52 | 13-15 11 34 11: Office | Second Floor | SEC. OFFICE | Autodesk Revit Architecture 2011 | IfcSpace | 0uLn6BSvvEB8kgChiujNHm | n/a | 2400 | 16.009 | 16.009
2A04 | danielle.r.love@usace.army.mil | 2011-09-14T16:57:52 | 13-15 11 34 11: Office | Second Floor | DENTAL SURGEON OFFICE | Autodesk Revit Architecture 2011 | IfcSpace | 0uLn6BSvvEB8kgChiujNHz | n/a | 2400 | 16.014 | 16.014
2A05 | danielle.r.love@usace.army.mil | 2011-09-14T16:57:52 | 13-41 41 99: Other Healing Spaces | Second Floor | OH DTR #1 | Autodesk Revit Architecture 2011 | IfcSpace | 0uLn6BSvvEB8kgChiujNHw | n/a | 2600 | 11.333 | 11.333
2A06 | danielle.r.love@usace.army.mil | 2011-09-14T16:57:52 | 13-41 41 99: Other Healing Spaces | Second Floor | OH DTR #2 | Autodesk Revit Architecture 2011 | IfcSpace | 0uLn6BSvvEB8kgChiujNHd | n/a | 2600 | 12.088 | 12.088
2A07 | danielle.r.love@usace.army.mil | 2011-09-14T16:57:52 | 13-41 41 99: Other Healing Spaces | Second Floor | OH DTR #3 | Autodesk Revit Architecture 2011 | IfcSpace | 0uLn6BSvvEB8kgChiujNHa | n/a | 2600 | 12.003 | 12.003
2A08 | danielle.r.love@usace.army.mil | 2011-09-14T16:57:52 | 13-41 41 99: Other Healing Spaces | Second Floor | GEN. DENT. DTR #4 | Autodesk Revit Architecture 2011 | IfcSpace | 0uLn6BSvvEB8kgChiujNHX | n/a | 2600 | 11.746 | 11.746
2A09 | danielle.r.love@usace.army.mil | 2011-09-14T16:57:52 | 13-41 41 99: Other Healing Spaces | Second Floor | GEN. DENT. DTR #5 | Autodesk Revit Architecture 2011 | IfcSpace | 0uLn6BSvvEB8kgChiujNHk | n/a | 2600 | 11.306 | 11.306
2A10 | danielle.r.love@usace.army.mil | 2011-09-14T16:57:52 | 13-51 31 11: Waiting Room | Second Floor | DENTAL WAITING | Autodesk Revit Architecture 2011 | IfcSpace | 0uLn6BSvvEB8kgChiujNHh | n/a | 2400 | 7.857 | 7.857
2A11 | danielle.r.love@usace.army.mil | 2011-09-14T16:57:52 | 13-51 31 11: Waiting Room | Second Floor | DENTAL WAITING | Autodesk Revit Architecture 2011 | IfcSpace | 0uLn6BSvvEB8kgChiujNHe | n/a | 2400 | 33.483 | 33.483
2A12 | danielle.r.love@usace.army.mil | 2011-09-14T16:57:52 | 13-41 41 31: Scanning/Imaging Room | Second Floor | X-RAY | Autodesk Revit Architecture 2011 | IfcSpace | 0uLn6BSvvEB8kgChiujNHL | n/a | 2600 | 11.217 | 11.217
2A12A | danielle.r.love@usace.army.mil | 2011-09-14T16:57:52 | 13-41 41 31: Scanning/Imaging Room | Second Floor | X-RAY ALCOVE | Autodesk Revit Architecture 2011 | IfcSpace | 0uLn6BSvvEB8kgChiujNHV | n/a | 2600 | 2.287 | 2.287
2A13 | danielle.r.love@usace.army.mil | 2011-09-14T16:57:52 | 13-41 41 31: Scanning/Imaging Room | Second Floor | DEVELOPING | Autodesk Revit Architecture 2011 | IfcSpace | 0uLn6BSvvEB8kgChiujNHI | n/a | 2400 | 7.562 | 7.562
2A14 | danielle.r.love@usace.army.mil | 2011-09-14T16:57:52 | 13-15 11 34 11: Office | Second Floor | ADMIN | Autodesk Revit Architecture 2011 | IfcSpace | 0uLn6BSvvEB8kgChiujNI6 | n/a | 2400 | 32.838 | 32.838
2AC1 | danielle.r.love@usace.army.mil | 2011-09-14T16:57:52 | 13-85 11 11: Corridor | Second Floor | CORRIDOR | Autodesk Revit Architecture 2011 | IfcSpace | 1KgZQG_2r6VuMR28$3QMLM | n/a | 2400 | 39.558 | 39.558
2AC2 | danielle.r.love@usace.army.mil | 2011-09-14T16:57:52 | 13-85 11 11: Corridor | Second Floor | CORRIDOR | Autodesk Revit Architecture 2011 | IfcSpace | 0uLn6BSvvEB8kgChiujNr3 | n/a | 2400 | 15.017 | 15.017
2AC3 | danielle.r.love@usace.army.mil | 2011-09-14T16:57:52 | 13-85 11 11: Corridor | Second Floor | CORRIDOR | Autodesk Revit Architecture 2011 | IfcSpace | 0uLn6BSvvEB8kgChiujNr0 | n/a | 2400 | 27.093 | 27.093
2AC4 | danielle.r.love@usace.army.mil | 2011-09-14T16:57:52 | 13-85 11 11: Corridor | Second Floor | CORRIDOR | Autodesk Revit Architecture 2011 | IfcSpace | 0uLn6BSvvEB8kgChiujNGP | n/a | 2400 | 14.324 | 14.324
2AC5 | danielle.r.love@usace.army.mil | 2011-09-14T16:57:52 | 13-85 11 11: Corridor | Second Floor | CORRIDOR | Autodesk Revit Architecture 2011 | IfcSpace | 0uLn6BSvvEB8kgChiujNG6 | n/a | 2400 | 9.102 | 9.102
2AS1 | danielle.r.love@usace.army.mil | 2011-09-14T16:57:52 | 13-85 21 11: Stairway | Second Floor | STAIR | Autodesk Revit Architecture 2011 | IfcSpace | 0uLn6BSvvEB8kgChiujNG3 | n/a | 2400 | 14.448 | 14.448
2B01 | danielle.r.love@usace.army.mil | 2011-09-14T16:57:52 | 13-15 11 34 11: Office | Second Floor | OFFICE | Autodesk Revit Architecture 2011 | IfcSpace | 0ClPCUC7jCQRnj1dhupMRk | n/a | 2400 | 9.363 | 9.363
2B02 | danielle.r.love@usace.army.mil | 2011-09-14T16:57:52 | 13-75 11 11: Storage Room | Second Floor | JAN. CL. | Autodesk Revit Architecture 2011 | IfcSpace | 0ClPCUC7jCQRnj1dhupMRd | n/a | 2400 | 2.2 | 2.2
2B03 | danielle.r.love@usace.army.mil | 2011-09-14T16:57:52 | 13-11 21 17: Conference Room | Second Floor | CONF. / GROUP THERAPY | Autodesk Revit Architecture 2011 | IfcSpace | 0ClPCUC7jCQRnj1dhupMRO | n/a | n/a | 24.548 | 24.548
2B04 | danielle.r.love@usace.army.mil | 2011-09-14T16:57:52 | 13-15 11 34 11: Office | Second Floor | PSYCH TEST | Autodesk Revit Architecture 2011 | IfcSpace | 0ClPCUC7jCQRnj1dhupMRT | n/a | 2400 | 9.841 | 9.841
2B05 | danielle.r.love@usace.army.mil | 2011-09-14T16:57:52 | 13-41 11 14 21: Restroom | Second Floor | W. TOILET | Autodesk Revit Architecture 2011 | IfcSpace | 0ClPCUC7jCQRnj1dhupMRU | n/a | 2400 | 4.731 | 4.731
2B06 | danielle.r.love@usace.army.mil | 2011-09-14T16:57:52 | 13-41 11 14 21: Restroom | Second Floor | STAFF TOILET | Autodesk Revit Architecture 2011 | IfcSpace | 0ClPCUC7jCQRnj1dhupMRJ | n/a | 2400 | 5.654 | 5.654
2B07 | danielle.r.love@usace.army.mil | 2011-09-14T16:57:52 | 13-15 11 34 11: Office | Second Floor | TECH OFFICE | Autodesk Revit Architecture 2011 | IfcSpace | 0ClPCUC7jCQRnj1dhupMRK | n/a | 2400 | 9.931 | 9.931
2B08 | danielle.r.love@usace.army.mil | 2011-09-14T16:57:52 | 13-15 11 34 11: Office | Second Floor | OFFICE / EXAM | Autodesk Revit Architecture 2011 | IfcSpace | 0ClPCUC7jCQRnj1dhupMR9 | n/a | 2400 | 12.641 | 12.641
2B09 | danielle.r.love@usace.army.mil | 2011-09-14T16:57:52 | 13-15 11 34 11: Office | Second Floor | TECH OFFICE | Autodesk Revit Architecture 2011 | IfcSpace | 0ClPCUC7jCQRnj1dhupMRA | n/a | 2400 | 9.94 | 9.94
2B10 | danielle.r.love@usace.army.mil | 2011-09-14T16:57:52 | 13-11 11 31: Reception Space | Second Floor | RECEPTION | Autodesk Revit Architecture 2011 | IfcSpace | 0ClPCUC7jCQRnj1dhupMRF | n/a | 2400 | 15.174 | 15.174
2B11 | danielle.r.love@usace.army.mil | 2011-09-14T16:57:52 | 13-51 31 11: Waiting Room | Second Floor | WAITING | Autodesk Revit Architecture 2011 | IfcSpace | 0ClPCUC7jCQRnj1dhupMR0 | n/a | 2400 | 10.107 | 10.107
2B12 | danielle.r.love@usace.army.mil | 2011-09-14T16:57:52 | 13-15 11 34 11: Office | Second Floor | COMM. ROOM | Autodesk Revit Architecture 2011 | IfcSpace | 0ClPCUC7jCQRnj1dhupMR5 | n/a | n/a | 9.925 | 9.925
2B13 | danielle.r.love@usace.army.mil | 2011-09-14T16:57:52 | 13-81 21 21: Electrical Room | Second Floor | ELECTRICAL | Autodesk Revit Architecture 2011 | IfcSpace | 0ClPCUC7jCQRnj1dhupMR6 | n/a | n/a | 9.686 | 9.686
2B14 | danielle.r.love@usace.army.mil | 2011-09-14T16:57:52 | 13-75 11 11: Storage Room | Second Floor | RECS / FORMS STORAGE | Autodesk Revit Architecture 2011 | IfcSpace | 0ClPCUC7jCQRnj1dhupMQx | n/a | 2400 | 10.547 | 10.547
2B15 | danielle.r.love@usace.army.mil | 2011-09-14T16:57:52 | 13-51 31 11: Waiting Room | Second Floor | WAIT / ERGOM | Autodesk Revit Architecture 2011 | IfcSpace | 0ClPCUC7jCQRnj1dhupMQy | n/a | 2400 | 9.118 | 9.118
2B16 | danielle.r.love@usace.army.mil | 2011-09-14T16:57:52 | 13-15 11 34 11: Office | Second Floor | PH TECH | Autodesk Revit Architecture 2011 | IfcSpace | 0ClPCUC7jCQRnj1dhupMQn | n/a | 2400 | 9.516 | 9.516
2B17 | danielle.r.love@usace.army.mil | 2011-09-14T16:57:52 | 13-11 19 11 11: Kitchen | Second Floor | CL. UTL. / KITCHENET | Autodesk Revit Architecture 2011 | IfcSpace | 0ClPCUC7jCQRnj1dhupMQo | n/a | 2400 | 8.997 | 8.997
2B18 | danielle.r.love@usace.army.mil | 2011-09-14T16:57:52 | 13-15 11 34 11: Office | Second Floor | PH TECH | Autodesk Revit Architecture 2011 | IfcSpace | 0ClPCUC7jCQRnj1dhupMQt | n/a | 2400 | 9.524 | 9.524
2B19 | danielle.r.love@usace.army.mil | 2011-09-14T16:57:52 | 13-15 11 34 11: Office | Second Floor | OFFICE | Autodesk Revit Architecture 2011 | IfcSpace | 0ClPCUC7jCQRnj1dhupMQe | n/a | 2400 | 8.876 | 8.876
2B20 | danielle.r.love@usace.army.mil | 2011-09-14T16:57:52 | 13-75 11 11: Storage Room | Second Floor | JAN. CL. | Autodesk Revit Architecture 2011 | IfcSpace | 0ClPCUC7jCQRnj1dhupMQj | n/a | 2400 | 3.236 | 3.236
2B21 | danielle.r.love@usace.army.mil | 2011-09-14T16:57:52 | 13-15 11 34 11: Office | Second Floor | PH SUPER | Autodesk Revit Architecture 2011 | IfcSpace | 0ClPCUC7jCQRnj1dhupMQk | n/a | 2400 | 9.251 | 9.251
2B22 | danielle.r.love@usace.army.mil | 2011-09-14T16:57:52 | 13-41 11 14 21: Restroom | Second Floor | M. TOILET | Autodesk Revit Architecture 2011 | IfcSpace | 0ClPCUC7jCQRnj1dhupMQZ | n/a | 2400 | 5.167 | 5.167
2B23 | danielle.r.love@usace.army.mil | 2011-09-14T16:57:52 | 13-15 11 34 11: Office | Second Floor | BEE TECH | Autodesk Revit Architecture 2011 | IfcSpace | 0ClPCUC7jCQRnj1dhupMQa | n/a | 2400 | 10.798 | 10.798
2B24 | danielle.r.love@usace.army.mil | 2011-09-14T16:57:52 | 13-15 11 34 11: Office | Second Floor | BEE TECH | Autodesk Revit Architecture 2011 | IfcSpace | 0ClPCUC7jCQRnj1dhupMQP | n/a | 2400 | 9.776 | 9.776
2B25 | danielle.r.love@usace.army.mil | 2011-09-14T16:57:52 | 13-75 41 14: Soiled Storage Room Space | Second Floor | SOIL. UTL. / TRASH | Autodesk Revit Architecture 2011 | IfcSpace | 0ClPCUC7jCQRnj1dhupMQQ | n/a | 2400 | 7.464 | 7.464
2BC1 | danielle.r.love@usace.army.mil | 2011-09-14T16:57:52 | 13-85 11 11: Corridor | Second Floor | CORRIDOR | Autodesk Revit Architecture 2011 | IfcSpace | 0ClPCUC7jCQRnj1dhupMO7 | n/a | 2400 | 12.824 | 12.824
2BC2 | danielle.r.love@usace.army.mil | 2011-09-14T16:57:52 | 13-85 11 11: Corridor | Second Floor | CORRIDOR | Autodesk Revit Architecture 2011 | IfcSpace | 0ClPCUC7jCQRnj1dhupMRy | n/a | 2400 | 29.512 | 29.512
2BC3 | danielle.r.love@usace.army.mil | 2011-09-14T16:57:52 | 13-85 11 11: Corridor | Second Floor | CORRIDOR | Autodesk Revit Architecture 2011 | IfcSpace | 0ClPCUC7jCQRnj1dhupMRn | n/a | 2400 | 26.8 | 26.8
2BC4 | danielle.r.love@usace.army.mil | 2011-09-14T16:57:52 | 13-85 11 11: Corridor | Second Floor | CORRIDOR | Autodesk Revit Architecture 2011 | IfcSpace | 0ClPCUC7jCQRnj1dhupMRo | n/a | 2400 | 12.482 | 12.482
2BC5 | danielle.r.love@usace.army.mil | 2011-09-14T16:57:52 | 13-85 11 11: Corridor | Second Floor | CORRIDOR | Autodesk Revit Architecture 2011 | IfcSpace | 0ClPCUC7jCQRnj1dhupMRt | n/a | 2400 | 22.738 | 22.738
2BC6 | danielle.r.love@usace.army.mil | 2011-09-14T16:57:52 | 13-85 11 11: Corridor | Second Floor | CORRIDOR | Autodesk Revit Architecture 2011 | IfcSpace | 0ClPCUC7jCQRnj1dhupMRe | n/a | 2400 | 8.575 | 8.575
2BS2 | danielle.r.love@usace.army.mil | 2011-09-14T16:57:52 | 13-85 21 11: Stairway | Second Floor | STAIR | Autodesk Revit Architecture 2011 | IfcSpace | 0ClPCUC7jCQRnj1dhupMQV | n/a | 2400 | 15.452 | 15.452
2C01 | danielle.r.love@usace.army.mil | 2011-09-14T16:57:52 | 13-15 11 34 11: Office | Second Floor | DTR SUPPORT | Autodesk Revit Architecture 2011 | IfcSpace | 0ClPCUC7jCQRnj1dhupHsu | n/a | 2600 | 8.725 | 8.725
2C02 | danielle.r.love@usace.army.mil | 2011-09-14T16:57:52 | 13-41 41 99: Other Healing Spaces | Second Floor | GEN. DENT. DTR #6 | Autodesk Revit Architecture 2011 | IfcSpace | 0ClPCUC7jCQRnj1dhupHsn | n/a | 2600 | 12.003 | 12.003
2C03 | danielle.r.love@usace.army.mil | 2011-09-14T16:57:52 | 13-41 41 99: Other Healing Spaces | Second Floor | CONSULT. | Autodesk Revit Architecture 2011 | IfcSpace | 0ClPCUC7jCQRnj1dhupHso | n/a | 2400 | 33.493 | 33.493
2C04 | danielle.r.love@usace.army.mil | 2011-09-14T16:57:52 | 13-41 41 99: Other Healing Spaces | Second Floor | GEN. DENT. DTR #7 | Autodesk Revit Architecture 2011 | IfcSpace | 0ClPCUC7jCQRnj1dhupHst | n/a | 2600 | 11.18 | 11.18
2C05 | danielle.r.love@usace.army.mil | 2011-09-14T16:57:52 | 13-75 11 11: Storage Room | Second Floor | JAN. CL. | Autodesk Revit Architecture 2011 | IfcSpace | 0ClPCUC7jCQRnj1dhupHse | n/a | 2400 | 3.693 | 3.693
2C06 | danielle.r.love@usace.army.mil | 2011-09-14T16:57:52 | 13-41 41 99: Other Healing Spaces | Second Floor | GEN. DENT. DTR #8 | Autodesk Revit Architecture 2011 | IfcSpace | 0ClPCUC7jCQRnj1dhupHsj | n/a | 2600 | 12.003 | 12.003
2C07 | danielle.r.love@usace.army.mil | 2011-09-14T16:57:52 | 13-41 11 14 21: Restroom | Second Floor | M. STAFF Locker/TOILET | Autodesk Revit Architecture 2011 | IfcSpace | 0ClPCUC7jCQRnj1dhupHsk | n/a | 2400 | 18.243 | 18.243
2C08 | danielle.r.love@usace.army.mil | 2011-09-14T16:57:52 | 13-41 11 14 21: Restroom | Second Floor | W. STAFF Locker/TOILET | Autodesk Revit Architecture 2011 | IfcSpace | 0ClPCUC7jCQRnj1dhupHsZ | n/a | 2400 | 15.732 | 15.732
2C09 | danielle.r.love@usace.army.mil | 2011-09-14T16:57:52 | 13-41 41 99: Other Healing Spaces | Second Floor | GEN. DENT. DTR #9 | Autodesk Revit Architecture 2011 | IfcSpace | 0ClPCUC7jCQRnj1dhupHsa | n/a | 2600 | 11.364 | 11.364
2C10 | danielle.r.love@usace.army.mil | 2011-09-14T16:57:52 | 13-41 41 99: Other Healing Spaces | Second Floor | DIPC DECON | Autodesk Revit Architecture 2011 | IfcSpace | 0ClPCUC7jCQRnj1dhupHsP | n/a | 2600 | 11.031 | 11.031
2C11 | danielle.r.love@usace.army.mil | 2011-09-14T16:57:52 | 13-41 41 99: Other Healing Spaces | Second Floor | HK | Autodesk Revit Architecture 2011 | IfcSpace | 0ClPCUC7jCQRnj1dhupHsQ | n/a | 2400 | 5.092 | 5.092
2C12 | danielle.r.love@usace.army.mil | 2011-09-14T16:57:52 | 13-41 41 99: Other Healing Spaces | Second Floor | DIPC CLEAN | Autodesk Revit Architecture 2011 | IfcSpace | 0ClPCUC7jCQRnj1dhupHsV | n/a | 2600 | 14.368 | 14.368
2C13 | danielle.r.love@usace.army.mil | 2011-09-14T16:57:52 | 13-75 41 14: Soiled Storage Room Space | Second Floor | TRASH | Autodesk Revit Architecture 2011 | IfcSpace | 0ClPCUC7jCQRnj1dhupHsG | n/a | 2400 | 5.54 | 5.54
2C14 | danielle.r.love@usace.army.mil | 2011-09-14T16:57:52 | 13-41 41 99: Other Healing Spaces | Second Floor | GEN. DENT. DTR #10 | Autodesk Revit Architecture 2011 | IfcSpace | 0ClPCUC7jCQRnj1dhupHsL | n/a | 2600 | 12.01 | 12.01
2C15 | danielle.r.love@usace.army.mil | 2011-09-14T16:57:52 | 13-15 11 34 11: Office | Second Floor | COMM. ROOM | Autodesk Revit Architecture 2011 | IfcSpace | 0ClPCUC7jCQRnj1dhupHsM | n/a | n/a | 9.58 | 9.58
2C16 | danielle.r.love@usace.army.mil | 2011-09-14T16:57:52 | 13-15 11 24 11: Laboratory | Second Floor | CERAMIC LAB | Autodesk Revit Architecture 2011 | IfcSpace | 0ClPCUC7jCQRnj1dhupHsB | n/a | 2700 | 11.155 | 11.155
2C17 | danielle.r.love@usace.army.mil | 2011-09-14T16:57:52 | 13-15 11 24 11: Laboratory | Second Floor | PROSTH. LAB | Autodesk Revit Architecture 2011 | IfcSpace | 0ClPCUC7jCQRnj1dhupHsC | n/a | 2700 | 30.56 | 30.56
2C18 | danielle.r.love@usace.army.mil | 2011-09-14T16:57:52 | 13-81 21 21: Electrical Room | Second Floor | ELECTRICAL | Autodesk Revit Architecture 2011 | IfcSpace | 0ClPCUC7jCQRnj1dhupHs1 | n/a | n/a | 9.84 | 9.84
2C19 | danielle.r.love@usace.army.mil | 2011-09-14T16:57:52 | 13-75 11 11: Storage Room | Second Floor | CENTRAL ISSUE | Autodesk Revit Architecture 2011 | IfcSpace | 0ClPCUC7jCQRnj1dhupHs2 | n/a | 2700 | 21.039 | 21.039
2C22 | danielle.r.love@usace.army.mil | 2011-09-14T16:57:52 | 13-51 11 21: Break Room | Second Floor | LOUNGE | Autodesk Revit Architecture 2011 | IfcSpace | 0ClPCUC7jCQRnj1dhupHs7 | n/a | 2400 | 11.165 | 11.165
2C23 | danielle.r.love@usace.army.mil | 2011-09-14T16:57:52 | 13-41 11 14 21: Restroom | Second Floor | M. TOILET | Autodesk Revit Architecture 2011 | IfcSpace | 0ClPCUC7jCQRnj1dhupHny | n/a | 2400 | 8.659 | 8.659
2C24 | danielle.r.love@usace.army.mil | 2011-09-14T16:57:52 | 13-41 11 14 21: Restroom | Second Floor | W. TOILET | Autodesk Revit Architecture 2011 | IfcSpace | 0ClPCUC7jCQRnj1dhupHnn | n/a | 2400 | 9.22 | 9.22
2CC1 | danielle.r.love@usace.army.mil | 2011-09-14T16:57:52 | 13-85 11 11: Corridor | Second Floor | CORRIDOR | Autodesk Revit Architecture 2011 | IfcSpace | 0ClPCUC7jCQRnj1dhupHdj | n/a | 2400 | 18.813 | 18.813
2CC2 | danielle.r.love@usace.army.mil | 2011-09-14T16:57:52 | 13-85 11 11: Corridor | Second Floor | CORRIDOR | Autodesk Revit Architecture 2011 | IfcSpace | 0ClPCUC7jCQRnj1dhupHcN | n/a | 2400 | 13.374 | 13.374
2CC3 | danielle.r.love@usace.army.mil | 2011-09-14T16:57:52 | 13-85 11 11: Corridor | Second Floor | CORRIDOR | Autodesk Revit Architecture 2011 | IfcSpace | 0ClPCUC7jCQRnj1dhupHdk | n/a | 2400 | 17.251 | 17.251
2CC4 | danielle.r.love@usace.army.mil | 2011-09-14T16:57:52 | 13-85 11 11: Corridor | Second Floor | CORRIDOR | Autodesk Revit Architecture 2011 | IfcSpace | 0ClPCUC7jCQRnj1dhupHdZ | n/a | 2400 | 10.846 | 10.846
2CC5 | danielle.r.love@usace.army.mil | 2011-09-14T16:57:52 | 13-85 11 11: Corridor | Second Floor | CORRIDOR | Autodesk Revit Architecture 2011 | IfcSpace | 1gvYwVnFXA491$ELl$CPOU | n/a | 2400 | 8.129 | 8.129
2CS3 | danielle.r.love@usace.army.mil | 2011-09-14T16:57:52 | 13-85 21 11: Stairway | Second Floor | STAIR | Autodesk Revit Architecture 2011 | IfcSpace | 0ClPCUC7jCQRnj1dhupMQK | n/a | 2400 | 15.266 | 15.266
2D01 | danielle.r.love@usace.army.mil | 2011-09-14T16:57:52 | 13-75 11 11: Storage Room | Second Floor | PARTS STORAGE | Autodesk Revit Architecture 2011 | IfcSpace | 0ClPCUC7jCQRnj1dhupHc2 | n/a | 2400 | 8.924 | 8.924
2D02 | danielle.r.love@usace.army.mil | 2011-09-14T16:57:52 | 13-75 11 11: Storage Room | Second Floor | DATA / ARCHIVE STORAGE | Autodesk Revit Architecture 2011 | IfcSpace | 0ClPCUC7jCQRnj1dhupHXx | n/a | 2400 | 9.923 | 9.923
2D03 | danielle.r.love@usace.army.mil | 2011-09-14T16:57:52 | 13-15 11 34 11: Office | Second Floor | DIR. INFO MGR | Autodesk Revit Architecture 2011 | IfcSpace | 0ClPCUC7jCQRnj1dhupHXy | n/a | 2400 | 9.412 | 9.412
2D04 | danielle.r.love@usace.army.mil | 2011-09-14T16:57:52 | 13-15 11 34 11: Office | Second Floor | SYS. ANALYST | Autodesk Revit Architecture 2011 | IfcSpace | 0ClPCUC7jCQRnj1dhupHXn | n/a | 2400 | 20.701 | 20.701
2D04A | danielle.r.love@usace.army.mil | 2011-09-14T16:57:52 | 13-15 11 34 11: Office | Second Floor | COMPUTER ROOM | Autodesk Revit Architecture 2011 | IfcSpace | 0ClPCUC7jCQRnj1dhupHZb | n/a | 2400 | 33.548 | 33.548
2D05 | danielle.r.love@usace.army.mil | 2011-09-14T16:57:52 | 13-81 21 17: Mechanical Room | Second Floor | MAIN MECHANICAL ROOM | Autodesk Revit Architecture 2011 | IfcSpace | 0ClPCUC7jCQRnj1dhupHXo | n/a | n/a | 231.114 | 231.114
2D06 | danielle.r.love@usace.army.mil | 2011-09-14T16:57:52 | 13-15 11 34 27: Copy Room | Second Floor | COPY / FILE/ Mail Box Area | Autodesk Revit Architecture 2011 | IfcSpace | 0ClPCUC7jCQRnj1dhupHXt | n/a | 2400 | 11.978 | 11.978
2D07 | danielle.r.love@usace.army.mil | 2011-09-14T16:57:52 | 13-15 11 34 11: Office | Second Floor | SUPER | Autodesk Revit Architecture 2011 | IfcSpace | 0ClPCUC7jCQRnj1dhupHXe | n/a | 2400 | 9.215 | 9.215
2D08 | danielle.r.love@usace.army.mil | 2011-09-14T16:57:52 | 13-15 11 34 11: Office | Second Floor | QA / HRD DIRECTOR | Autodesk Revit Architecture 2011 | IfcSpace | 0ClPCUC7jCQRnj1dhupHXj | n/a | 2400 | 8.984 | 8.984
2D09 | danielle.r.love@usace.army.mil | 2011-09-14T16:57:52 | 13-15 11 34 11: Office | Second Floor | ADMIN OFFICE | Autodesk Revit Architecture 2011 | IfcSpace | 0ClPCUC7jCQRnj1dhupHXk | n/a | 2400 | 14.393 | 14.393
2D10 | danielle.r.love@usace.army.mil | 2011-09-14T16:57:52 | 13-51 31 11: Waiting Room | Second Floor | SEC. WAIT | Autodesk Revit Architecture 2011 | IfcSpace | 0ClPCUC7jCQRnj1dhupHXZ | n/a | 2400 | 16.632 | 16.632
2D11 | danielle.r.love@usace.army.mil | 2011-09-14T16:57:52 | 13-15 11 34 11: Office | Second Floor | CMDR OFFICE | Autodesk Revit Architecture 2011 | IfcSpace | 0ClPCUC7jCQRnj1dhupHXa | n/a | 2400 | 15.855 | 15.855
2D12 | danielle.r.love@usace.army.mil | 2011-09-14T16:57:52 | 13-85 31 11: Entry Vestibule | Second Floor | VEST. | Autodesk Revit Architecture 2011 | IfcSpace | 0ClPCUC7jCQRnj1dhupHXP | n/a | 2400 | 2.797 | 2.797
2D13 | danielle.r.love@usace.army.mil | 2011-09-14T16:57:52 | 13-41 11 14 21: Restroom | Second Floor | TOILET | Autodesk Revit Architecture 2011 | IfcSpace | 0ClPCUC7jCQRnj1dhupHXT | n/a | 2400 | 4.744 | 4.744
2D14 | danielle.r.love@usace.army.mil | 2011-09-14T16:57:52 | 13-15 11 34 11: Office | Second Floor | OPS SQUAD CMDR | Autodesk Revit Architecture 2011 | IfcSpace | 0ClPCUC7jCQRnj1dhupHXU | n/a | 2400 | 13.6 | 13.6
2D15 | danielle.r.love@usace.army.mil | 2011-09-14T16:57:52 | 13-15 11 34 11: Office | Second Floor | 1ST SGT | Autodesk Revit Architecture 2011 | IfcSpace | 0ClPCUC7jCQRnj1dhupHXJ | n/a | 2400 | 10.83 | 10.83
2D16 | danielle.r.love@usace.army.mil | 2011-09-14T16:57:52 | 13-15 11 34 11: Office | Second Floor | RMO DIR. | Autodesk Revit Architecture 2011 | IfcSpace | 0ClPCUC7jCQRnj1dhupHXK | n/a | 2400 | 9.751 | 9.751
2D17 | danielle.r.love@usace.army.mil | 2011-09-14T16:57:52 | 13-15 11 34 11: Office | Second Floor | CREDENTIALS MGR | Autodesk Revit Architecture 2011 | IfcSpace | 0ClPCUC7jCQRnj1dhupHX9 | n/a | 2400 | 9.645 | 9.645
2D18 | danielle.r.love@usace.army.mil | 2011-09-14T16:57:52 | 13-15 11 34 11: Office | Second Floor | TECH. OFFICE | Autodesk Revit Architecture 2011 | IfcSpace | 0ClPCUC7jCQRnj1dhupHXA | n/a | n/a | 84.803 | 84.803
2D19 | danielle.r.love@usace.army.mil | 2011-09-14T16:57:52 | 13-15 11 34 11: Office | Second Floor | READINESS NCOIC OFFICE | Autodesk Revit Architecture 2011 | IfcSpace | 0ClPCUC7jCQRnj1dhupHXF | n/a | 2400 | 10.908 | 10.908
2D20 | danielle.r.love@usace.army.mil | 2011-09-14T16:57:52 | 13-11 21 17: Conference Room | Second Floor | CONF. ROOM | Autodesk Revit Architecture 2011 | IfcSpace | 0ClPCUC7jCQRnj1dhupHX0 | n/a | 2740 | 30.712 | 30.712
2D21 | danielle.r.love@usace.army.mil | 2011-09-14T16:57:52 | 13-11 11 17: Classroom | Second Floor | LIBRARY / CLASSROOM | Autodesk Revit Architecture 2011 | IfcSpace | 1gvYwVnFXA491$ELl$CPR0 | n/a | 2740 | 27.303 | 27.303
2DC1 | danielle.r.love@usace.army.mil | 2011-09-14T16:57:52 | 13-85 11 11: Corridor | Second Floor | CORRIDOR | Autodesk Revit Architecture 2011 | IfcSpace | 0ClPCUC7jCQRnj1dhupMOD | n/a | 2400 | 21.552 | 21.552
2DC2 | danielle.r.love@usace.army.mil | 2011-09-14T16:57:52 | 13-85 11 11: Corridor | Second Floor | CORRIDOR | Autodesk Revit Architecture 2011 | IfcSpace | 0ClPCUC7jCQRnj1dhupMO2 | n/a | 2400 | 30.113 | 30.113
2R01 | danielle.r.love@usace.army.mil | 2011-09-14T16:57:52 | 13-81 11 99: Other General Facility Service Spaces | Second Floor | ROOF | Autodesk Revit Architecture 2011 | IfcSpace | 0_IXpwL5b29BZ7C0XgKBsG | n/a | n/a | 52.873 | 52.873
2R02 | danielle.r.love@usace.army.mil | 2011-09-14T16:57:52 | 13-81 11 99: Other General Facility Service Spaces | Second Floor | ROOF | Autodesk Revit Architecture 2011 | IfcSpace | 0_IXpwL5b29BZ7C0XgKBsS | n/a | n/a | 589.756 | 589.756
3AC1 | danielle.r.love@usace.army.mil | 2011-09-14T16:57:52 | 13-85 31 99: Other Transitional Circulation Spaces | Roof - Main | ROOF | Autodesk Revit Architecture 2011 | IfcSpace | 0ClPCUC7jCQRnj1dhupMDM | n/a | 0 | 99.159 | 99.159
3D01 | danielle.r.love@usace.army.mil | 2011-09-14T16:57:52 | 13-81 21 17: Mechanical Room | Roof - Main | MECH. PENTHOUSE | Autodesk Revit Architecture 2011 | IfcSpace | 0ClPCUC7jCQRnj1dhupMDV | n/a | 0 | 64.832 | 64.832
3R01 | danielle.r.love@usace.army.mil | 2011-09-14T16:57:52 | 13-81 11 99: Other General Facility Service Spaces | Roof - Main | ROOF | Autodesk Revit Architecture 2011 | IfcSpace | 0_IXpwL5b29BZ7C0XgKBd3 | n/a | 0 | 1568.118 | 1568.118
3R02 | danielle.r.love@usace.army.mil | 2011-09-14T16:57:52 | 13-81 11 99: Other General Facility Service Spaces | Roof - Main | ROOF | Autodesk Revit Architecture 2011 | IfcSpace | 0_IXpwL5b29BZ7C0XgKBd4 | n/a | 0 | 15.17 | 15.17
3R03 | danielle.r.love@usace.army.mil | 2011-09-14T16:57:52 | 13-81 11 99: Other General Facility Service Spaces | Roof - Main | ROOF | Autodesk Revit Architecture 2011 | IfcSpace | 0_IXpwL5b29BZ7C0XgKBf4 | n/a | 0 | 58.085 | 58.085
3R04 | danielle.r.love@usace.army.mil | 2011-09-14T16:57:52 | 13-81 11 99: Other General Facility Service Spaces | Roof - Main | ROOF | Autodesk Revit Architecture 2011 | IfcSpace | 0_IXpwL5b29BZ7C0XgKBdO | n/a | 0 | 15.162 | 15.162
E1 | danielle.r.love@usace.army.mil | 2011-09-14T16:57:52 | 13-81 21 31: Elevator Shaft | First Floor | ELEVATOR | Autodesk Revit Architecture 2011 | IfcSpace | 0ztdC3L1HAzhbhMHypqdiM | n/a | n/a | 4.356 | 4.356
Site | danielle.r.love@usace.army.mil | 2011-09-14T16:57:52 | 13-81 31: Service Distribution Spaces | Site | Site | n/a | IfcSpace | n/a | n/a | 0 | 0 | 0

## Zone
Name | CreatedBy | CreatedOn | Category | SpaceNames | ExtSystem | ExtObject | ExtIdentifier | Description
Administration | danielle.r.love@usace.army.mil | 2011-09-14T17:02:58 | Occupancy Zone | 1A01 | n/a | IfcPropertySingleValue | n/a | Administration Department
Administration | danielle.r.love@usace.army.mil | 2011-09-14T17:02:58 | Occupancy Zone | 1A02 | n/a | IfcPropertySingleValue | n/a | Administration Department
Administration | danielle.r.love@usace.army.mil | 2011-09-14T17:02:58 | Occupancy Zone | 1A03 | n/a | IfcPropertySingleValue | n/a | Administration Department
Administration | danielle.r.love@usace.army.mil | 2011-09-14T17:02:58 | Occupancy Zone | 1A04 | n/a | IfcPropertySingleValue | n/a | Administration Department
Administration | danielle.r.love@usace.army.mil | 2011-09-14T17:02:58 | Occupancy Zone | 1A05 | n/a | IfcPropertySingleValue | n/a | Administration Department
Administration | danielle.r.love@usace.army.mil | 2011-09-14T17:02:58 | Occupancy Zone | 1A06 | n/a | IfcPropertySingleValue | n/a | Administration Department
Administration | danielle.r.love@usace.army.mil | 2011-09-14T17:02:58 | Occupancy Zone | 1A07 | n/a | IfcPropertySingleValue | n/a | Administration Department
AdultMedicine | danielle.r.love@usace.army.mil | 2011-09-14T17:02:58 | Occupancy Zone | 1D02 | n/a | IfcPropertySingleValue | n/a | Adult Medicine Department
AdultMedicine | danielle.r.love@usace.army.mil | 2011-09-14T17:02:58 | Occupancy Zone | 1D04 | n/a | IfcPropertySingleValue | n/a | Adult Medicine Department
AdultMedicine | danielle.r.love@usace.army.mil | 2011-09-14T17:02:58 | Occupancy Zone | 1D05 | n/a | IfcPropertySingleValue | n/a | Adult Medicine Department
AdultMedicine | danielle.r.love@usace.army.mil | 2011-09-14T17:02:58 | Occupancy Zone | 1D06 | n/a | IfcPropertySingleValue | n/a | Adult Medicine Department
AdultMedicine | danielle.r.love@usace.army.mil | 2011-09-14T17:02:58 | Occupancy Zone | 1D07 | n/a | IfcPropertySingleValue | n/a | Adult Medicine Department
AdultMedicine | danielle.r.love@usace.army.mil | 2011-09-14T17:02:58 | Occupancy Zone | 1D08 | n/a | IfcPropertySingleValue | n/a | Adult Medicine Department
AdultMedicine | danielle.r.love@usace.army.mil | 2011-09-14T17:02:58 | Occupancy Zone | 1D09 | n/a | IfcPropertySingleValue | n/a | Adult Medicine Department
AdultMedicine | danielle.r.love@usace.army.mil | 2011-09-14T17:02:58 | Occupancy Zone | 1D10 | n/a | IfcPropertySingleValue | n/a | Adult Medicine Department
AdultMedicine | danielle.r.love@usace.army.mil | 2011-09-14T17:02:58 | Occupancy Zone | 1D11 | n/a | IfcPropertySingleValue | n/a | Adult Medicine Department
AdultMedicine | danielle.r.love@usace.army.mil | 2011-09-14T17:02:58 | Occupancy Zone | 1D12 | n/a | IfcPropertySingleValue | n/a | Adult Medicine Department
AdultMedicine | danielle.r.love@usace.army.mil | 2011-09-14T17:02:58 | Occupancy Zone | 1D13 | n/a | IfcPropertySingleValue | n/a | Adult Medicine Department
AdultMedicine | danielle.r.love@usace.army.mil | 2011-09-14T17:02:58 | Occupancy Zone | 1D14 | n/a | IfcPropertySingleValue | n/a | Adult Medicine Department
AdultMedicine | danielle.r.love@usace.army.mil | 2011-09-14T17:02:58 | Occupancy Zone | 1D15 | n/a | IfcPropertySingleValue | n/a | Adult Medicine Department
AdultMedicine | danielle.r.love@usace.army.mil | 2011-09-14T17:02:58 | Occupancy Zone | 1D16 | n/a | IfcPropertySingleValue | n/a | Adult Medicine Department
AdultMedicine | danielle.r.love@usace.army.mil | 2011-09-14T17:02:58 | Occupancy Zone | 1D18 | n/a | IfcPropertySingleValue | n/a | Adult Medicine Department
AdultMedicine | danielle.r.love@usace.army.mil | 2011-09-14T17:02:58 | Occupancy Zone | 1D30 | n/a | IfcPropertySingleValue | n/a | Adult Medicine Department
AdultMedicine | danielle.r.love@usace.army.mil | 2011-09-14T17:02:58 | Occupancy Zone | 1D40 | n/a | IfcPropertySingleValue | n/a | Adult Medicine Department
Biomedical | danielle.r.love@usace.army.mil | 2011-09-14T17:02:58 | Occupancy Zone | 1E16 | n/a | IfcPropertySingleValue | n/a | Biomedical Department
Biomedical | danielle.r.love@usace.army.mil | 2011-09-14T17:02:58 | Occupancy Zone | 1E18 | n/a | IfcPropertySingleValue | n/a | Biomedical Department
Circulation | danielle.r.love@usace.army.mil | 2011-09-14T17:02:58 | Occupancy Zone | 1AC1 | n/a | IfcPropertySingleValue | n/a | Circulation Area
Circulation | danielle.r.love@usace.army.mil | 2011-09-14T17:02:58 | Occupancy Zone | 1AC2 | n/a | IfcPropertySingleValue | n/a | Circulation Area
Circulation | danielle.r.love@usace.army.mil | 2011-09-14T17:02:58 | Occupancy Zone | 1AC3 | n/a | IfcPropertySingleValue | n/a | Circulation Area
Circulation | danielle.r.love@usace.army.mil | 2011-09-14T17:02:58 | Occupancy Zone | 1AC4 | n/a | IfcPropertySingleValue | n/a | Circulation Area
Circulation | danielle.r.love@usace.army.mil | 2011-09-14T17:02:58 | Occupancy Zone | 1AC5 | n/a | IfcPropertySingleValue | n/a | Circulation Area
Circulation | danielle.r.love@usace.army.mil | 2011-09-14T17:02:58 | Occupancy Zone | 1AS1 | n/a | IfcPropertySingleValue | n/a | Circulation Area
Circulation | danielle.r.love@usace.army.mil | 2011-09-14T17:02:58 | Occupancy Zone | 1BC1 | n/a | IfcPropertySingleValue | n/a | Circulation Area
Circulation | danielle.r.love@usace.army.mil | 2011-09-14T17:02:58 | Occupancy Zone | 1BC2 | n/a | IfcPropertySingleValue | n/a | Circulation Area
Circulation | danielle.r.love@usace.army.mil | 2011-09-14T17:02:58 | Occupancy Zone | 1BC3 | n/a | IfcPropertySingleValue | n/a | Circulation Area
Circulation | danielle.r.love@usace.army.mil | 2011-09-14T17:02:58 | Occupancy Zone | 1BC4 | n/a | IfcPropertySingleValue | n/a | Circulation Area
Circulation | danielle.r.love@usace.army.mil | 2011-09-14T17:02:58 | Occupancy Zone | 1BS2 | n/a | IfcPropertySingleValue | n/a | Circulation Area
Circulation | danielle.r.love@usace.army.mil | 2011-09-14T17:02:58 | Occupancy Zone | 1CC1 | n/a | IfcPropertySingleValue | n/a | Circulation Area
Circulation | danielle.r.love@usace.army.mil | 2011-09-14T17:02:58 | Occupancy Zone | 1CC2 | n/a | IfcPropertySingleValue | n/a | Circulation Area
Circulation | danielle.r.love@usace.army.mil | 2011-09-14T17:02:58 | Occupancy Zone | 1CC3 | n/a | IfcPropertySingleValue | n/a | Circulation Area
Circulation | danielle.r.love@usace.army.mil | 2011-09-14T17:02:58 | Occupancy Zone | 1CS3 | n/a | IfcPropertySingleValue | n/a | Circulation Area
Circulation | danielle.r.love@usace.army.mil | 2011-09-14T17:02:58 | Occupancy Zone | 1DC1 | n/a | IfcPropertySingleValue | n/a | Circulation Area
Circulation | danielle.r.love@usace.army.mil | 2011-09-14T17:02:58 | Occupancy Zone | 1DC2 | n/a | IfcPropertySingleValue | n/a | Circulation Area
Circulation | danielle.r.love@usace.army.mil | 2011-09-14T17:02:58 | Occupancy Zone | 1DC3 | n/a | IfcPropertySingleValue | n/a | Circulation Area
Circulation | danielle.r.love@usace.army.mil | 2011-09-14T17:02:58 | Occupancy Zone | 1DC4 | n/a | IfcPropertySingleValue | n/a | Circulation Area
Circulation | danielle.r.love@usace.army.mil | 2011-09-14T17:02:58 | Occupancy Zone | 1DC5 | n/a | IfcPropertySingleValue | n/a | Circulation Area
Circulation | danielle.r.love@usace.army.mil | 2011-09-14T17:02:58 | Occupancy Zone | 1DC6 | n/a | IfcPropertySingleValue | n/a | Circulation Area
Circulation | danielle.r.love@usace.army.mil | 2011-09-14T17:02:58 | Occupancy Zone | 1DC7 | n/a | IfcPropertySingleValue | n/a | Circulation Area
Circulation | danielle.r.love@usace.army.mil | 2011-09-14T17:02:58 | Occupancy Zone | 1DC8 | n/a | IfcPropertySingleValue | n/a | Circulation Area
Circulation | danielle.r.love@usace.army.mil | 2011-09-14T17:02:58 | Occupancy Zone | 1EC1 | n/a | IfcPropertySingleValue | n/a | Circulation Area
Circulation | danielle.r.love@usace.army.mil | 2011-09-14T17:02:58 | Occupancy Zone | 1EC2 | n/a | IfcPropertySingleValue | n/a | Circulation Area
Circulation | danielle.r.love@usace.army.mil | 2011-09-14T17:02:58 | Occupancy Zone | 1EC3 | n/a | IfcPropertySingleValue | n/a | Circulation Area
Circulation | danielle.r.love@usace.army.mil | 2011-09-14T17:02:58 | Occupancy Zone | 1EC4 | n/a | IfcPropertySingleValue | n/a | Circulation Area
Circulation | danielle.r.love@usace.army.mil | 2011-09-14T17:02:58 | Occupancy Zone | 2AC1 | n/a | IfcPropertySingleValue | n/a | Circulation Area
Circulation | danielle.r.love@usace.army.mil | 2011-09-14T17:02:58 | Occupancy Zone | 2AC2 | n/a | IfcPropertySingleValue | n/a | Circulation Area
Circulation | danielle.r.love@usace.army.mil | 2011-09-14T17:02:58 | Occupancy Zone | 2AC3 | n/a | IfcPropertySingleValue | n/a | Circulation Area
Circulation | danielle.r.love@usace.army.mil | 2011-09-14T17:02:58 | Occupancy Zone | 2AC4 | n/a | IfcPropertySingleValue | n/a | Circulation Area
Circulation | danielle.r.love@usace.army.mil | 2011-09-14T17:02:58 | Occupancy Zone | 2AC5 | n/a | IfcPropertySingleValue | n/a | Circulation Area
Circulation | danielle.r.love@usace.army.mil | 2011-09-14T17:02:58 | Occupancy Zone | 2AS1 | n/a | IfcPropertySingleValue | n/a | Circulation Area
Circulation | danielle.r.love@usace.army.mil | 2011-09-14T17:02:58 | Occupancy Zone | 2BC1 | n/a | IfcPropertySingleValue | n/a | Circulation Area
Circulation | danielle.r.love@usace.army.mil | 2011-09-14T17:02:58 | Occupancy Zone | 2BC2 | n/a | IfcPropertySingleValue | n/a | Circulation Area
Circulation | danielle.r.love@usace.army.mil | 2011-09-14T17:02:58 | Occupancy Zone | 2BC3 | n/a | IfcPropertySingleValue | n/a | Circulation Area
Circulation | danielle.r.love@usace.army.mil | 2011-09-14T17:02:58 | Occupancy Zone | 2BC4 | n/a | IfcPropertySingleValue | n/a | Circulation Area
Circulation | danielle.r.love@usace.army.mil | 2011-09-14T17:02:58 | Occupancy Zone | 2BC5 | n/a | IfcPropertySingleValue | n/a | Circulation Area
Circulation | danielle.r.love@usace.army.mil | 2011-09-14T17:02:58 | Occupancy Zone | 2BC6 | n/a | IfcPropertySingleValue | n/a | Circulation Area
Circulation | danielle.r.love@usace.army.mil | 2011-09-14T17:02:58 | Occupancy Zone | 2BS2 | n/a | IfcPropertySingleValue | n/a | Circulation Area
Circulation | danielle.r.love@usace.army.mil | 2011-09-14T17:02:58 | Occupancy Zone | 2CC1 | n/a | IfcPropertySingleValue | n/a | Circulation Area
Circulation | danielle.r.love@usace.army.mil | 2011-09-14T17:02:58 | Occupancy Zone | 2CC2 | n/a | IfcPropertySingleValue | n/a | Circulation Area
Circulation | danielle.r.love@usace.army.mil | 2011-09-14T17:02:58 | Occupancy Zone | 2CC3 | n/a | IfcPropertySingleValue | n/a | Circulation Area
Circulation | danielle.r.love@usace.army.mil | 2011-09-14T17:02:58 | Occupancy Zone | 2CC4 | n/a | IfcPropertySingleValue | n/a | Circulation Area
Circulation | danielle.r.love@usace.army.mil | 2011-09-14T17:02:58 | Occupancy Zone | 2CC5 | n/a | IfcPropertySingleValue | n/a | Circulation Area
Circulation | danielle.r.love@usace.army.mil | 2011-09-14T17:02:58 | Occupancy Zone | 2CS3 | n/a | IfcPropertySingleValue | n/a | Circulation Area
Circulation | danielle.r.love@usace.army.mil | 2011-09-14T17:02:58 | Occupancy Zone | 2DC1 | n/a | IfcPropertySingleValue | n/a | Circulation Area
Circulation | danielle.r.love@usace.army.mil | 2011-09-14T17:02:58 | Occupancy Zone | 2DC2 | n/a | IfcPropertySingleValue | n/a | Circulation Area
Circulation | danielle.r.love@usace.army.mil | 2011-09-14T17:02:58 | Occupancy Zone | E1 | n/a | IfcPropertySingleValue | n/a | Circulation Area
Dental | danielle.r.love@usace.army.mil | 2011-09-14T17:02:58 | Occupancy Zone | 2A01 | n/a | IfcPropertySingleValue | n/a | Dental Department
Dental | danielle.r.love@usace.army.mil | 2011-09-14T17:02:58 | Occupancy Zone | 2A02 | n/a | IfcPropertySingleValue | n/a | Dental Department
Dental | danielle.r.love@usace.army.mil | 2011-09-14T17:02:58 | Occupancy Zone | 2A03 | n/a | IfcPropertySingleValue | n/a | Dental Department
Dental | danielle.r.love@usace.army.mil | 2011-09-14T17:02:58 | Occupancy Zone | 2A04 | n/a | IfcPropertySingleValue | n/a | Dental Department
Dental | danielle.r.love@usace.army.mil | 2011-09-14T17:02:58 | Occupancy Zone | 2A05 | n/a | IfcPropertySingleValue | n/a | Dental Department
Dental | danielle.r.love@usace.army.mil | 2011-09-14T17:02:58 | Occupancy Zone | 2A06 | n/a | IfcPropertySingleValue | n/a | Dental Department
Dental | danielle.r.love@usace.army.mil | 2011-09-14T17:02:58 | Occupancy Zone | 2A07 | n/a | IfcPropertySingleValue | n/a | Dental Department
Dental | danielle.r.love@usace.army.mil | 2011-09-14T17:02:58 | Occupancy Zone | 2A08 | n/a | IfcPropertySingleValue | n/a | Dental Department
Dental | danielle.r.love@usace.army.mil | 2011-09-14T17:02:58 | Occupancy Zone | 2A09 | n/a | IfcPropertySingleValue | n/a | Dental Department
Dental | danielle.r.love@usace.army.mil | 2011-09-14T17:02:58 | Occupancy Zone | 2A10 | n/a | IfcPropertySingleValue | n/a | Dental Department
Dental | danielle.r.love@usace.army.mil | 2011-09-14T17:02:58 | Occupancy Zone | 2A11 | n/a | IfcPropertySingleValue | n/a | Dental Department
Dental | danielle.r.love@usace.army.mil | 2011-09-14T17:02:58 | Occupancy Zone | 2A12 | n/a | IfcPropertySingleValue | n/a | Dental Department
Dental | danielle.r.love@usace.army.mil | 2011-09-14T17:02:58 | Occupancy Zone | 2A12A | n/a | IfcPropertySingleValue | n/a | Dental Department
Dental | danielle.r.love@usace.army.mil | 2011-09-14T17:02:58 | Occupancy Zone | 2A13 | n/a | IfcPropertySingleValue | n/a | Dental Department
Dental | danielle.r.love@usace.army.mil | 2011-09-14T17:02:58 | Occupancy Zone | 2A14 | n/a | IfcPropertySingleValue | n/a | Dental Department
Dental | danielle.r.love@usace.army.mil | 2011-09-14T17:02:58 | Occupancy Zone | 2C01 | n/a | IfcPropertySingleValue | n/a | Dental Department
Dental | danielle.r.love@usace.army.mil | 2011-09-14T17:02:58 | Occupancy Zone | 2C02 | n/a | IfcPropertySingleValue | n/a | Dental Department
Dental | danielle.r.love@usace.army.mil | 2011-09-14T17:02:58 | Occupancy Zone | 2C03 | n/a | IfcPropertySingleValue | n/a | Dental Department
Dental | danielle.r.love@usace.army.mil | 2011-09-14T17:02:58 | Occupancy Zone | 2C04 | n/a | IfcPropertySingleValue | n/a | Dental Department
Dental | danielle.r.love@usace.army.mil | 2011-09-14T17:02:58 | Occupancy Zone | 2C06 | n/a | IfcPropertySingleValue | n/a | Dental Department
Dental | danielle.r.love@usace.army.mil | 2011-09-14T17:02:58 | Occupancy Zone | 2C07 | n/a | IfcPropertySingleValue | n/a | Dental Department
Dental | danielle.r.love@usace.army.mil | 2011-09-14T17:02:58 | Occupancy Zone | 2C08 | n/a | IfcPropertySingleValue | n/a | Dental Department
Dental | danielle.r.love@usace.army.mil | 2011-09-14T17:02:58 | Occupancy Zone | 2C09 | n/a | IfcPropertySingleValue | n/a | Dental Department
Dental | danielle.r.love@usace.army.mil | 2011-09-14T17:02:58 | Occupancy Zone | 2C10 | n/a | IfcPropertySingleValue | n/a | Dental Department
Dental | danielle.r.love@usace.army.mil | 2011-09-14T17:02:58 | Occupancy Zone | 2C12 | n/a | IfcPropertySingleValue | n/a | Dental Department
Dental | danielle.r.love@usace.army.mil | 2011-09-14T17:02:58 | Occupancy Zone | 2C14 | n/a | IfcPropertySingleValue | n/a | Dental Department
Dental | danielle.r.love@usace.army.mil | 2011-09-14T17:02:58 | Occupancy Zone | 2C16 | n/a | IfcPropertySingleValue | n/a | Dental Department
Dental | danielle.r.love@usace.army.mil | 2011-09-14T17:02:58 | Occupancy Zone | 2C17 | n/a | IfcPropertySingleValue | n/a | Dental Department
Dental | danielle.r.love@usace.army.mil | 2011-09-14T17:02:58 | Occupancy Zone | 2C19 | n/a | IfcPropertySingleValue | n/a | Dental Department
Dental | danielle.r.love@usace.army.mil | 2011-09-14T17:02:58 | Occupancy Zone | 2C22 | n/a | IfcPropertySingleValue | n/a | Dental Department
Dental | danielle.r.love@usace.army.mil | 2011-09-14T17:02:58 | Occupancy Zone | 2C23 | n/a | IfcPropertySingleValue | n/a | Dental Department
Dental | danielle.r.love@usace.army.mil | 2011-09-14T17:02:58 | Occupancy Zone | 2C24 | n/a | IfcPropertySingleValue | n/a | Dental Department
EROM | danielle.r.love@usace.army.mil | 2011-09-14T17:02:58 | Occupancy Zone | 2B15 | n/a | IfcPropertySingleValue | n/a | EROM Department
EROM | danielle.r.love@usace.army.mil | 2011-09-14T17:02:58 | Occupancy Zone | 2B16 | n/a | IfcPropertySingleValue | n/a | EROM Department
EROM | danielle.r.love@usace.army.mil | 2011-09-14T17:02:58 | Occupancy Zone | 2B17 | n/a | IfcPropertySingleValue | n/a | EROM Department
EROM | danielle.r.love@usace.army.mil | 2011-09-14T17:02:58 | Occupancy Zone | 2B18 | n/a | IfcPropertySingleValue | n/a | EROM Department
EROM | danielle.r.love@usace.army.mil | 2011-09-14T17:02:58 | Occupancy Zone | 2B19 | n/a | IfcPropertySingleValue | n/a | EROM Department
EROM | danielle.r.love@usace.army.mil | 2011-09-14T17:02:58 | Occupancy Zone | 2B21 | n/a | IfcPropertySingleValue | n/a | EROM Department
EROM | danielle.r.love@usace.army.mil | 2011-09-14T17:02:58 | Occupancy Zone | 2B22 | n/a | IfcPropertySingleValue | n/a | EROM Department
EROM | danielle.r.love@usace.army.mil | 2011-09-14T17:02:58 | Occupancy Zone | 2B23 | n/a | IfcPropertySingleValue | n/a | EROM Department
EROM | danielle.r.love@usace.army.mil | 2011-09-14T17:02:58 | Occupancy Zone | 2B24 | n/a | IfcPropertySingleValue | n/a | EROM Department
FlightMedicine | danielle.r.love@usace.army.mil | 2011-09-14T17:02:58 | Occupancy Zone | 1C12 | n/a | IfcPropertySingleValue | n/a | Flight Medicine Department
FlightMedicine | danielle.r.love@usace.army.mil | 2011-09-14T17:02:58 | Occupancy Zone | 1C14 | n/a | IfcPropertySingleValue | n/a | Flight Medicine Department
FlightMedicine | danielle.r.love@usace.army.mil | 2011-09-14T17:02:58 | Occupancy Zone | 1C15 | n/a | IfcPropertySingleValue | n/a | Flight Medicine Department
FlightMedicine | danielle.r.love@usace.army.mil | 2011-09-14T17:02:58 | Occupancy Zone | 1C16 | n/a | IfcPropertySingleValue | n/a | Flight Medicine Department
FlightMedicine | danielle.r.love@usace.army.mil | 2011-09-14T17:02:58 | Occupancy Zone | 1C17 | n/a | IfcPropertySingleValue | n/a | Flight Medicine Department
FlightMedicine | danielle.r.love@usace.army.mil | 2011-09-14T17:02:58 | Occupancy Zone | 1C18 | n/a | IfcPropertySingleValue | n/a | Flight Medicine Department
FlightMedicine | danielle.r.love@usace.army.mil | 2011-09-14T17:02:58 | Occupancy Zone | 1C19 | n/a | IfcPropertySingleValue | n/a | Flight Medicine Department
Housekeeping | danielle.r.love@usace.army.mil | 2011-09-14T17:02:58 | Occupancy Zone | 1B12 | n/a | IfcPropertySingleValue | n/a | Housekeeping Department
Housekeeping | danielle.r.love@usace.army.mil | 2011-09-14T17:02:58 | Occupancy Zone | 1B14 | n/a | IfcPropertySingleValue | n/a | Housekeeping Department
Housekeeping | danielle.r.love@usace.army.mil | 2011-09-14T17:02:58 | Occupancy Zone | 1D01 | n/a | IfcPropertySingleValue | n/a | Housekeeping Department
Housekeeping | danielle.r.love@usace.army.mil | 2011-09-14T17:02:58 | Occupancy Zone | 1D03 | n/a | IfcPropertySingleValue | n/a | Housekeeping Department
Housekeeping | danielle.r.love@usace.army.mil | 2011-09-14T17:02:58 | Occupancy Zone | 1D37 | n/a | IfcPropertySingleValue | n/a | Housekeeping Department
Housekeeping | danielle.r.love@usace.army.mil | 2011-09-14T17:02:58 | Occupancy Zone | 1D39 | n/a | IfcPropertySingleValue | n/a | Housekeeping Department
Housekeeping | danielle.r.love@usace.army.mil | 2011-09-14T17:02:58 | Occupancy Zone | 1E01 | n/a | IfcPropertySingleValue | n/a | Housekeeping Department
Housekeeping | danielle.r.love@usace.army.mil | 2011-09-14T17:02:58 | Occupancy Zone | 1E04 | n/a | IfcPropertySingleValue | n/a | Housekeeping Department
Housekeeping | danielle.r.love@usace.army.mil | 2011-09-14T17:02:58 | Occupancy Zone | 1E29 | n/a | IfcPropertySingleValue | n/a | Housekeeping Department
Housekeeping | danielle.r.love@usace.army.mil | 2011-09-14T17:02:58 | Occupancy Zone | 1E30 | n/a | IfcPropertySingleValue | n/a | Housekeeping Department
Housekeeping | danielle.r.love@usace.army.mil | 2011-09-14T17:02:58 | Occupancy Zone | 2C11 | n/a | IfcPropertySingleValue | n/a | Housekeeping Department
Janitorial | danielle.r.love@usace.army.mil | 2011-09-14T17:02:58 | Occupancy Zone | 1A11 | n/a | IfcPropertySingleValue | n/a | Janitorial Area
Janitorial | danielle.r.love@usace.army.mil | 2011-09-14T17:02:58 | Occupancy Zone | 1B16 | n/a | IfcPropertySingleValue | n/a | Janitorial Area
Janitorial | danielle.r.love@usace.army.mil | 2011-09-14T17:02:58 | Occupancy Zone | 1C03 | n/a | IfcPropertySingleValue | n/a | Janitorial Area
Janitorial | danielle.r.love@usace.army.mil | 2011-09-14T17:02:58 | Occupancy Zone | 1C06 | n/a | IfcPropertySingleValue | n/a | Janitorial Area
Janitorial | danielle.r.love@usace.army.mil | 2011-09-14T17:02:58 | Occupancy Zone | 1D17 | n/a | IfcPropertySingleValue | n/a | Janitorial Area
Janitorial | danielle.r.love@usace.army.mil | 2011-09-14T17:02:58 | Occupancy Zone | 1E03 | n/a | IfcPropertySingleValue | n/a | Janitorial Area
Janitorial | danielle.r.love@usace.army.mil | 2011-09-14T17:02:58 | Occupancy Zone | 1E20 | n/a | IfcPropertySingleValue | n/a | Janitorial Area
Janitorial | danielle.r.love@usace.army.mil | 2011-09-14T17:02:58 | Occupancy Zone | 2B02 | n/a | IfcPropertySingleValue | n/a | Janitorial Area
Janitorial | danielle.r.love@usace.army.mil | 2011-09-14T17:02:58 | Occupancy Zone | 2B20 | n/a | IfcPropertySingleValue | n/a | Janitorial Area
Janitorial | danielle.r.love@usace.army.mil | 2011-09-14T17:02:58 | Occupancy Zone | 2B25 | n/a | IfcPropertySingleValue | n/a | Janitorial Area
Janitorial | danielle.r.love@usace.army.mil | 2011-09-14T17:02:58 | Occupancy Zone | 2C05 | n/a | IfcPropertySingleValue | n/a | Janitorial Area
Janitorial | danielle.r.love@usace.army.mil | 2011-09-14T17:02:58 | Occupancy Zone | 2C13 | n/a | IfcPropertySingleValue | n/a | Janitorial Area
Logistics | danielle.r.love@usace.army.mil | 2011-09-14T17:02:58 | Occupancy Zone | 1E05 | n/a | IfcPropertySingleValue | n/a | Logistics Department
Logistics | danielle.r.love@usace.army.mil | 2011-09-14T17:02:58 | Occupancy Zone | 1E06 | n/a | IfcPropertySingleValue | n/a | Logistics Department
Logistics | danielle.r.love@usace.army.mil | 2011-09-14T17:02:58 | Occupancy Zone | 1E07 | n/a | IfcPropertySingleValue | n/a | Logistics Department
Logistics | danielle.r.love@usace.army.mil | 2011-09-14T17:02:58 | Occupancy Zone | 1E08 | n/a | IfcPropertySingleValue | n/a | Logistics Department
Logistics | danielle.r.love@usace.army.mil | 2011-09-14T17:02:58 | Occupancy Zone | 1E09 | n/a | IfcPropertySingleValue | n/a | Logistics Department
Logistics | danielle.r.love@usace.army.mil | 2011-09-14T17:02:58 | Occupancy Zone | 1E10 | n/a | IfcPropertySingleValue | n/a | Logistics Department
Logistics | danielle.r.love@usace.army.mil | 2011-09-14T17:02:58 | Occupancy Zone | 1E14 | n/a | IfcPropertySingleValue | n/a | Logistics Department
Logistics | danielle.r.love@usace.army.mil | 2011-09-14T17:02:58 | Occupancy Zone | 1E15A | n/a | IfcPropertySingleValue | n/a | Logistics Department
Logistics | danielle.r.love@usace.army.mil | 2011-09-14T17:02:58 | Occupancy Zone | 1E17 | n/a | IfcPropertySingleValue | n/a | Logistics Department
Logistics | danielle.r.love@usace.army.mil | 2011-09-14T17:02:58 | Occupancy Zone | 1E21 | n/a | IfcPropertySingleValue | n/a | Logistics Department
Logistics | danielle.r.love@usace.army.mil | 2011-09-14T17:02:58 | Occupancy Zone | 1E22 | n/a | IfcPropertySingleValue | n/a | Logistics Department
Logistics | danielle.r.love@usace.army.mil | 2011-09-14T17:02:58 | Occupancy Zone | 1E23 | n/a | IfcPropertySingleValue | n/a | Logistics Department
Logistics | danielle.r.love@usace.army.mil | 2011-09-14T17:02:58 | Occupancy Zone | 1E24 | n/a | IfcPropertySingleValue | n/a | Logistics Department
Logistics | danielle.r.love@usace.army.mil | 2011-09-14T17:02:58 | Occupancy Zone | 1E25 | n/a | IfcPropertySingleValue | n/a | Logistics Department
Logistics | danielle.r.love@usace.army.mil | 2011-09-14T17:02:58 | Occupancy Zone | 1E26 | n/a | IfcPropertySingleValue | n/a | Logistics Department
Logistics | danielle.r.love@usace.army.mil | 2011-09-14T17:02:58 | Occupancy Zone | 1E27 | n/a | IfcPropertySingleValue | n/a | Logistics Department
Logistics | danielle.r.love@usace.army.mil | 2011-09-14T17:02:58 | Occupancy Zone | 1E28 | n/a | IfcPropertySingleValue | n/a | Logistics Department
Logistics | danielle.r.love@usace.army.mil | 2011-09-14T17:02:58 | Occupancy Zone | 1F02 | n/a | IfcPropertySingleValue | n/a | Logistics Department
Logistics | danielle.r.love@usace.army.mil | 2011-09-14T17:02:58 | Occupancy Zone | 2D01 | n/a | IfcPropertySingleValue | n/a | Logistics Department
Logistics | danielle.r.love@usace.army.mil | 2011-09-14T17:02:58 | Occupancy Zone | 2D02 | n/a | IfcPropertySingleValue | n/a | Logistics Department
Logistics | danielle.r.love@usace.army.mil | 2011-09-14T17:02:58 | Occupancy Zone | 2D03 | n/a | IfcPropertySingleValue | n/a | Logistics Department
Logistics | danielle.r.love@usace.army.mil | 2011-09-14T17:02:58 | Occupancy Zone | 2D04 | n/a | IfcPropertySingleValue | n/a | Logistics Department
Logistics | danielle.r.love@usace.army.mil | 2011-09-14T17:02:58 | Occupancy Zone | 2D04A | n/a | IfcPropertySingleValue | n/a | Logistics Department
Logistics | danielle.r.love@usace.army.mil | 2011-09-14T17:02:58 | Occupancy Zone | 2D06 | n/a | IfcPropertySingleValue | n/a | Logistics Department
Logistics | danielle.r.love@usace.army.mil | 2011-09-14T17:02:58 | Occupancy Zone | 2D07 | n/a | IfcPropertySingleValue | n/a | Logistics Department
Logistics | danielle.r.love@usace.army.mil | 2011-09-14T17:02:58 | Occupancy Zone | 2D08 | n/a | IfcPropertySingleValue | n/a | Logistics Department
Logistics | danielle.r.love@usace.army.mil | 2011-09-14T17:02:58 | Occupancy Zone | 2D09 | n/a | IfcPropertySingleValue | n/a | Logistics Department
Logistics | danielle.r.love@usace.army.mil | 2011-09-14T17:02:58 | Occupancy Zone | 2D10 | n/a | IfcPropertySingleValue | n/a | Logistics Department
Logistics | danielle.r.love@usace.army.mil | 2011-09-14T17:02:58 | Occupancy Zone | 2D11 | n/a | IfcPropertySingleValue | n/a | Logistics Department
Logistics | danielle.r.love@usace.army.mil | 2011-09-14T17:02:58 | Occupancy Zone | 2D12 | n/a | IfcPropertySingleValue | n/a | Logistics Department
Logistics | danielle.r.love@usace.army.mil | 2011-09-14T17:02:58 | Occupancy Zone | 2D13 | n/a | IfcPropertySingleValue | n/a | Logistics Department
Logistics | danielle.r.love@usace.army.mil | 2011-09-14T17:02:58 | Occupancy Zone | 2D14 | n/a | IfcPropertySingleValue | n/a | Logistics Department
Logistics | danielle.r.love@usace.army.mil | 2011-09-14T17:02:58 | Occupancy Zone | 2D15 | n/a | IfcPropertySingleValue | n/a | Logistics Department
Logistics | danielle.r.love@usace.army.mil | 2011-09-14T17:02:58 | Occupancy Zone | 2D16 | n/a | IfcPropertySingleValue | n/a | Logistics Department
Logistics | danielle.r.love@usace.army.mil | 2011-09-14T17:02:58 | Occupancy Zone | 2D17 | n/a | IfcPropertySingleValue | n/a | Logistics Department
Logistics | danielle.r.love@usace.army.mil | 2011-09-14T17:02:58 | Occupancy Zone | 2D18 | n/a | IfcPropertySingleValue | n/a | Logistics Department
Logistics | danielle.r.love@usace.army.mil | 2011-09-14T17:02:58 | Occupancy Zone | 2D19 | n/a | IfcPropertySingleValue | n/a | Logistics Department
Logistics | danielle.r.love@usace.army.mil | 2011-09-14T17:02:58 | Occupancy Zone | 2D20 | n/a | IfcPropertySingleValue | n/a | Logistics Department
Logistics | danielle.r.love@usace.army.mil | 2011-09-14T17:02:58 | Occupancy Zone | 2D21 | n/a | IfcPropertySingleValue | n/a | Logistics Department
Mechanical | danielle.r.love@usace.army.mil | 2011-09-14T17:02:58 | Occupancy Zone | 1B21 | n/a | IfcPropertySingleValue | n/a | Mechanical Area
Mechanical | danielle.r.love@usace.army.mil | 2011-09-14T17:02:58 | Occupancy Zone | 1B23 | n/a | IfcPropertySingleValue | n/a | Mechanical Area
Mechanical | danielle.r.love@usace.army.mil | 2011-09-14T17:02:58 | Occupancy Zone | 1C11 | n/a | IfcPropertySingleValue | n/a | Mechanical Area
Mechanical | danielle.r.love@usace.army.mil | 2011-09-14T17:02:58 | Occupancy Zone | 1C13 | n/a | IfcPropertySingleValue | n/a | Mechanical Area
Mechanical | danielle.r.love@usace.army.mil | 2011-09-14T17:02:58 | Occupancy Zone | 1E02 | n/a | IfcPropertySingleValue | n/a | Mechanical Area
Mechanical | danielle.r.love@usace.army.mil | 2011-09-14T17:02:58 | Occupancy Zone | 1E15 | n/a | IfcPropertySingleValue | n/a | Mechanical Area
Mechanical | danielle.r.love@usace.army.mil | 2011-09-14T17:02:58 | Occupancy Zone | 1E19 | n/a | IfcPropertySingleValue | n/a | Mechanical Area
Mechanical | danielle.r.love@usace.army.mil | 2011-09-14T17:02:58 | Occupancy Zone | 1F01 | n/a | IfcPropertySingleValue | n/a | Mechanical Area
Mechanical | danielle.r.love@usace.army.mil | 2011-09-14T17:02:58 | Occupancy Zone | 2B12 | n/a | IfcPropertySingleValue | n/a | Mechanical Area
Mechanical | danielle.r.love@usace.army.mil | 2011-09-14T17:02:58 | Occupancy Zone | 2B13 | n/a | IfcPropertySingleValue | n/a | Mechanical Area
Mechanical | danielle.r.love@usace.army.mil | 2011-09-14T17:02:58 | Occupancy Zone | 2C15 | n/a | IfcPropertySingleValue | n/a | Mechanical Area
Mechanical | danielle.r.love@usace.army.mil | 2011-09-14T17:02:58 | Occupancy Zone | 2C18 | n/a | IfcPropertySingleValue | n/a | Mechanical Area
Mechanical | danielle.r.love@usace.army.mil | 2011-09-14T17:02:58 | Occupancy Zone | 2D05 | n/a | IfcPropertySingleValue | n/a | Mechanical Area
MentalHealth | danielle.r.love@usace.army.mil | 2011-09-14T17:02:58 | Occupancy Zone | 2B01 | n/a | IfcPropertySingleValue | n/a | Mental Health Department
MentalHealth | danielle.r.love@usace.army.mil | 2011-09-14T17:02:58 | Occupancy Zone | 2B03 | n/a | IfcPropertySingleValue | n/a | Mental Health Department
MentalHealth | danielle.r.love@usace.army.mil | 2011-09-14T17:02:58 | Occupancy Zone | 2B04 | n/a | IfcPropertySingleValue | n/a | Mental Health Department
MentalHealth | danielle.r.love@usace.army.mil | 2011-09-14T17:02:58 | Occupancy Zone | 2B05 | n/a | IfcPropertySingleValue | n/a | Mental Health Department
MentalHealth | danielle.r.love@usace.army.mil | 2011-09-14T17:02:58 | Occupancy Zone | 2B06 | n/a | IfcPropertySingleValue | n/a | Mental Health Department
MentalHealth | danielle.r.love@usace.army.mil | 2011-09-14T17:02:58 | Occupancy Zone | 2B07 | n/a | IfcPropertySingleValue | n/a | Mental Health Department
MentalHealth | danielle.r.love@usace.army.mil | 2011-09-14T17:02:58 | Occupancy Zone | 2B08 | n/a | IfcPropertySingleValue | n/a | Mental Health Department
MentalHealth | danielle.r.love@usace.army.mil | 2011-09-14T17:02:58 | Occupancy Zone | 2B09 | n/a | IfcPropertySingleValue | n/a | Mental Health Department
MentalHealth | danielle.r.love@usace.army.mil | 2011-09-14T17:02:58 | Occupancy Zone | 2B10 | n/a | IfcPropertySingleValue | n/a | Mental Health Department
MentalHealth | danielle.r.love@usace.army.mil | 2011-09-14T17:02:58 | Occupancy Zone | 2B11 | n/a | IfcPropertySingleValue | n/a | Mental Health Department
Optometry | danielle.r.love@usace.army.mil | 2011-09-14T17:02:58 | Occupancy Zone | 1C01 | n/a | IfcPropertySingleValue | n/a | Optometry Department
Optometry | danielle.r.love@usace.army.mil | 2011-09-14T17:02:58 | Occupancy Zone | 1C02 | n/a | IfcPropertySingleValue | n/a | Optometry Department
Optometry | danielle.r.love@usace.army.mil | 2011-09-14T17:02:58 | Occupancy Zone | 1C04 | n/a | IfcPropertySingleValue | n/a | Optometry Department
Optometry | danielle.r.love@usace.army.mil | 2011-09-14T17:02:58 | Occupancy Zone | 1C05 | n/a | IfcPropertySingleValue | n/a | Optometry Department
Optometry | danielle.r.love@usace.army.mil | 2011-09-14T17:02:58 | Occupancy Zone | 1C07 | n/a | IfcPropertySingleValue | n/a | Optometry Department
Optometry | danielle.r.love@usace.army.mil | 2011-09-14T17:02:58 | Occupancy Zone | 1C08 | n/a | IfcPropertySingleValue | n/a | Optometry Department
Optometry | danielle.r.love@usace.army.mil | 2011-09-14T17:02:58 | Occupancy Zone | 1C09 | n/a | IfcPropertySingleValue | n/a | Optometry Department
Optometry | danielle.r.love@usace.army.mil | 2011-09-14T17:02:58 | Occupancy Zone | 1C10 | n/a | IfcPropertySingleValue | n/a | Optometry Department
Pathology | danielle.r.love@usace.army.mil | 2011-09-14T17:02:58 | Occupancy Zone | 1B01 | n/a | IfcPropertySingleValue | n/a | Pathology Department
Pathology | danielle.r.love@usace.army.mil | 2011-09-14T17:02:58 | Occupancy Zone | 1B02 | n/a | IfcPropertySingleValue | n/a | Pathology Department
Pathology | danielle.r.love@usace.army.mil | 2011-09-14T17:02:58 | Occupancy Zone | 1B03 | n/a | IfcPropertySingleValue | n/a | Pathology Department
Pathology | danielle.r.love@usace.army.mil | 2011-09-14T17:02:58 | Occupancy Zone | 1B04 | n/a | IfcPropertySingleValue | n/a | Pathology Department
Pathology | danielle.r.love@usace.army.mil | 2011-09-14T17:02:58 | Occupancy Zone | 1B05 | n/a | IfcPropertySingleValue | n/a | Pathology Department
Pathology | danielle.r.love@usace.army.mil | 2011-09-14T17:02:58 | Occupancy Zone | 1B06 | n/a | IfcPropertySingleValue | n/a | Pathology Department
Pathology | danielle.r.love@usace.army.mil | 2011-09-14T17:02:58 | Occupancy Zone | 1B07 | n/a | IfcPropertySingleValue | n/a | Pathology Department
Pathology | danielle.r.love@usace.army.mil | 2011-09-14T17:02:58 | Occupancy Zone | 1B08 | n/a | IfcPropertySingleValue | n/a | Pathology Department
Pathology | danielle.r.love@usace.army.mil | 2011-09-14T17:02:58 | Occupancy Zone | 1B09 | n/a | IfcPropertySingleValue | n/a | Pathology Department
Pathology | danielle.r.love@usace.army.mil | 2011-09-14T17:02:58 | Occupancy Zone | 1B10 | n/a | IfcPropertySingleValue | n/a | Pathology Department
Pathology | danielle.r.love@usace.army.mil | 2011-09-14T17:02:58 | Occupancy Zone | 1B11 | n/a | IfcPropertySingleValue | n/a | Pathology Department
Pediatrics | danielle.r.love@usace.army.mil | 2011-09-14T17:02:58 | Occupancy Zone | 1D25 | n/a | IfcPropertySingleValue | n/a | Pediatric Departments
Pediatrics | danielle.r.love@usace.army.mil | 2011-09-14T17:02:58 | Occupancy Zone | 1D26 | n/a | IfcPropertySingleValue | n/a | Pediatric Departments
Pediatrics | danielle.r.love@usace.army.mil | 2011-09-14T17:02:58 | Occupancy Zone | 1D28 | n/a | IfcPropertySingleValue | n/a | Pediatric Departments
Pediatrics | danielle.r.love@usace.army.mil | 2011-09-14T17:02:58 | Occupancy Zone | 1D31 | n/a | IfcPropertySingleValue | n/a | Pediatric Departments
Pediatrics | danielle.r.love@usace.army.mil | 2011-09-14T17:02:58 | Occupancy Zone | 1D32 | n/a | IfcPropertySingleValue | n/a | Pediatric Departments
Pediatrics | danielle.r.love@usace.army.mil | 2011-09-14T17:02:58 | Occupancy Zone | 1D33 | n/a | IfcPropertySingleValue | n/a | Pediatric Departments
Pediatrics | danielle.r.love@usace.army.mil | 2011-09-14T17:02:58 | Occupancy Zone | 1D34 | n/a | IfcPropertySingleValue | n/a | Pediatric Departments
Pediatrics | danielle.r.love@usace.army.mil | 2011-09-14T17:02:58 | Occupancy Zone | 1D35 | n/a | IfcPropertySingleValue | n/a | Pediatric Departments
Pediatrics | danielle.r.love@usace.army.mil | 2011-09-14T17:02:58 | Occupancy Zone | 1D36 | n/a | IfcPropertySingleValue | n/a | Pediatric Departments
Pediatrics | danielle.r.love@usace.army.mil | 2011-09-14T17:02:58 | Occupancy Zone | 1D38 | n/a | IfcPropertySingleValue | n/a | Pediatric Departments
Pediatrics | danielle.r.love@usace.army.mil | 2011-09-14T17:02:58 | Occupancy Zone | 1E11 | n/a | IfcPropertySingleValue | n/a | Pediatric Departments
Pediatrics | danielle.r.love@usace.army.mil | 2011-09-14T17:02:58 | Occupancy Zone | 1E12 | n/a | IfcPropertySingleValue | n/a | Pediatric Departments
Pediatrics | danielle.r.love@usace.army.mil | 2011-09-14T17:02:58 | Occupancy Zone | 1E33 | n/a | IfcPropertySingleValue | n/a | Pediatric Departments
Pharmacy | danielle.r.love@usace.army.mil | 2011-09-14T17:02:58 | Occupancy Zone | 1A08 | n/a | IfcPropertySingleValue | n/a | Pharmacy Department
Pharmacy | danielle.r.love@usace.army.mil | 2011-09-14T17:02:58 | Occupancy Zone | 1A09 | n/a | IfcPropertySingleValue | n/a | Pharmacy Department
Pharmacy | danielle.r.love@usace.army.mil | 2011-09-14T17:02:58 | Occupancy Zone | 1A10 | n/a | IfcPropertySingleValue | n/a | Pharmacy Department
Pharmacy | danielle.r.love@usace.army.mil | 2011-09-14T17:02:58 | Occupancy Zone | 1A12 | n/a | IfcPropertySingleValue | n/a | Pharmacy Department
Pharmacy | danielle.r.love@usace.army.mil | 2011-09-14T17:02:58 | Occupancy Zone | 1A13 | n/a | IfcPropertySingleValue | n/a | Pharmacy Department
Pharmacy | danielle.r.love@usace.army.mil | 2011-09-14T17:02:58 | Occupancy Zone | 1A14 | n/a | IfcPropertySingleValue | n/a | Pharmacy Department
Pharmacy | danielle.r.love@usace.army.mil | 2011-09-14T17:02:58 | Occupancy Zone | 1A15 | n/a | IfcPropertySingleValue | n/a | Pharmacy Department
Pharmacy | danielle.r.love@usace.army.mil | 2011-09-14T17:02:58 | Occupancy Zone | 1A16 | n/a | IfcPropertySingleValue | n/a | Pharmacy Department
Radiology | danielle.r.love@usace.army.mil | 2011-09-14T17:02:58 | Occupancy Zone | 1B13 | n/a | IfcPropertySingleValue | n/a | Radiology Department
Radiology | danielle.r.love@usace.army.mil | 2011-09-14T17:02:58 | Occupancy Zone | 1B15 | n/a | IfcPropertySingleValue | n/a | Radiology Department
Radiology | danielle.r.love@usace.army.mil | 2011-09-14T17:02:58 | Occupancy Zone | 1B17 | n/a | IfcPropertySingleValue | n/a | Radiology Department
Radiology | danielle.r.love@usace.army.mil | 2011-09-14T17:02:58 | Occupancy Zone | 1B19 | n/a | IfcPropertySingleValue | n/a | Radiology Department
Records | danielle.r.love@usace.army.mil | 2011-09-14T17:02:58 | Occupancy Zone | 1D19 | n/a | IfcPropertySingleValue | n/a | Records Area
Records | danielle.r.love@usace.army.mil | 2011-09-14T17:02:58 | Occupancy Zone | 1D20 | n/a | IfcPropertySingleValue | n/a | Records Area
Records | danielle.r.love@usace.army.mil | 2011-09-14T17:02:58 | Occupancy Zone | 1D21 | n/a | IfcPropertySingleValue | n/a | Records Area
Records | danielle.r.love@usace.army.mil | 2011-09-14T17:02:58 | Occupancy Zone | 1D22 | n/a | IfcPropertySingleValue | n/a | Records Area
Records | danielle.r.love@usace.army.mil | 2011-09-14T17:02:58 | Occupancy Zone | 1D23 | n/a | IfcPropertySingleValue | n/a | Records Area
Records | danielle.r.love@usace.army.mil | 2011-09-14T17:02:58 | Occupancy Zone | 1D24 | n/a | IfcPropertySingleValue | n/a | Records Area
Records | danielle.r.love@usace.army.mil | 2011-09-14T17:02:58 | Occupancy Zone | 1D27 | n/a | IfcPropertySingleValue | n/a | Records Area
Records | danielle.r.love@usace.army.mil | 2011-09-14T17:02:58 | Occupancy Zone | 2B14 | n/a | IfcPropertySingleValue | n/a | Records Area

## Type
Name | CreatedBy | CreatedOn | Category | Description | AssetType | Manufacturer | ModelNumber | WarrantyGuarantorParts | WarrantyDurationParts | WarrantyGuarantorLabor | WarrantyDurationLabor | WarrantyDurationUnit | ExtSystem | ExtObject | ExtIdentifier | ReplacementCost | ExpectedLife | DurationUnit | WarrantyDescription | NominalLength | NominalWidth | NominalHeight | ModelReference | Shape | Size | Color | Finish | Grade | Material | Constituents | Features | AccessibilityPerformance | CodePerformance | SustainabilityPerformance

## Component
Name | CreatedBy | CreatedOn | TypeName | Space | Description | ExtSystem | ExtObject | ExtIdentifier | SerialNumber | InstallationDate | WarrantyStartDate | TagNumber | BarCode | AssetIdentifier

## Attribute
Name | CreatedBy | CreatedOn | Category | SheetName | RowName | Value | Unit | ExtSystem | ExtObject | ExtIdentifier | Description | AllowedValues
BaseColor | bill.east@us.army.mil | 2012-10-26T09:46:00 | Requirement | Space | 1A01 | ROPPE - 40 FAWN - 4" HIGH RUBBER COVE BASE | n/a | n/a | n/a | n/a | Clinic_076-078_Finish Schedule | n/a
BaseMaterial | bill.east@us.army.mil | 2012-10-26T09:46:00 | Requirement | Space | 1A01 | RUBBER BASE | n/a | n/a | n/a | n/a | Clinic_076-078_Finish Schedule | n/a
CeilingColor | bill.east@us.army.mil | 2012-10-26T09:46:00 | Requirement | Space | 1A01 | ARMSTRONG CEILING TILE - CIRRUS TEGULAR; COLOR: WHITE; SERIES #534 GRID-15/16" EXPOSED TEE GRID SYSTEM-WHITE; SIZE: 2'x2'x3/4" | n/a | n/a | n/a | n/a | Clinic_076-078_Finish Schedule | n/a
CeilingMaterial | bill.east@us.army.mil | 2012-10-26T09:46:00 | Requirement | Space | 1A01 | ACOUSTICAL CEILING TILE | n/a | n/a | n/a | n/a | Clinic_076-078_Finish Schedule | n/a
FloorColor | bill.east@us.army.mil | 2012-10-26T09:46:00 | Requirement | Space | 1A01 | INTERFACE - CARIBBEAN #3080 ANTIQUA | n/a | n/a | n/a | n/a | Clinic_076-078_Finish Schedule | n/a
FloorMaterial | bill.east@us.army.mil | 2012-10-26T09:46:00 | Requirement | Space | 1A01 | CARPET | n/a | n/a | n/a | n/a | Clinic_076-078_Finish Schedule | n/a
WallColor-East | bill.east@us.army.mil | 2012-10-26T09:46:00 | Requirement | Space | 1A01 | DEVOE # 2W18-2 PRARIE BUFF | n/a | n/a | n/a | n/a | Clinic_076-078_Finish Schedule | n/a
WallColor-North | bill.east@us.army.mil | 2012-10-26T09:46:00 | Requirement | Space | 1A01 | DEVOE # 2W18-2 PRARIE BUFF | n/a | n/a | n/a | n/a | Clinic_076-078_Finish Schedule | n/a
WallColor-South | bill.east@us.army.mil | 2012-10-26T09:46:00 | Requirement | Space | 1A01 | DEVOE # 2W18-2 PRARIE BUFF | n/a | n/a | n/a | n/a | Clinic_076-078_Finish Schedule | n/a
WallColor-West | bill.east@us.army.mil | 2012-10-26T09:46:00 | Requirement | Space | 1A01 | DEVOE # 2W18-2 PRARIE BUFF | n/a | n/a | n/a | n/a | Clinic_076-078_Finish Schedule | n/a
WallMaterial-East | bill.east@us.army.mil | 2012-10-26T09:46:00 | Requirement | Space | 1A01 | GYPSUM WALLBOARD WITH PAINT | n/a | n/a | n/a | n/a | Clinic_076-078_Finish Schedule | n/a
WallMaterial-North | bill.east@us.army.mil | 2012-10-26T09:46:00 | Requirement | Space | 1A01 | GYPSUM WALLBOARD WITH PAINT | n/a | n/a | n/a | n/a | Clinic_076-078_Finish Schedule | n/a
WallMaterial-South | bill.east@us.army.mil | 2012-10-26T09:46:00 | Requirement | Space | 1A01 | GYPSUM WALLBOARD WITH PAINT | n/a | n/a | n/a | n/a | Clinic_076-078_Finish Schedule | n/a
WallMaterial-West | bill.east@us.army.mil | 2012-10-26T09:46:00 | Requirement | Space | 1A01 | GYPSUM WALLBOARD WITH PAINT | n/a | n/a | n/a | n/a | Clinic_076-078_Finish Schedule | n/a
BaseColor | bill.east@us.army.mil | 2012-10-26T09:46:00 | Requirement | Space | 1A02 | ROPPE - 40 FAWN - 4" HIGH RUBBER COVE BASE | n/a | n/a | n/a | n/a | Clinic_076-078_Finish Schedule | n/a
BaseMaterial | bill.east@us.army.mil | 2012-10-26T09:46:00 | Requirement | Space | 1A02 | RUBBER BASE | n/a | n/a | n/a | n/a | Clinic_076-078_Finish Schedule | n/a
CeilingColor | bill.east@us.army.mil | 2012-10-26T09:46:00 | Requirement | Space | 1A02 | ARMSTRONG CEILING TILE - CIRRUS TEGULAR; COLOR: WHITE; SERIES #534 GRID-15/16" EXPOSED TEE GRID SYSTEM-WHITE; SIZE: 2'x2'x3/4" | n/a | n/a | n/a | n/a | Clinic_076-078_Finish Schedule | n/a
CeilingMaterial | bill.east@us.army.mil | 2012-10-26T09:46:00 | Requirement | Space | 1A02 | ACOUSTICAL CEILING TILE | n/a | n/a | n/a | n/a | Clinic_076-078_Finish Schedule | n/a
FloorColor | bill.east@us.army.mil | 2012-10-26T09:46:00 | Requirement | Space | 1A02 | INTERFACE - CARIBBEAN #3080 ANTIQUA | n/a | n/a | n/a | n/a | Clinic_076-078_Finish Schedule | n/a
FloorMaterial | bill.east@us.army.mil | 2012-10-26T09:46:00 | Requirement | Space | 1A02 | CARPET | n/a | n/a | n/a | n/a | Clinic_076-078_Finish Schedule | n/a
WallColor-East | bill.east@us.army.mil | 2012-10-26T09:46:00 | Requirement | Space | 1A02 | DEVOE # 2W18-2 PRARIE BUFF | n/a | n/a | n/a | n/a | Clinic_076-078_Finish Schedule | n/a
WallColor-North | bill.east@us.army.mil | 2012-10-26T09:46:00 | Requirement | Space | 1A02 | DEVOE # 2W18-2 PRARIE BUFF | n/a | n/a | n/a | n/a | Clinic_076-078_Finish Schedule | n/a
WallColor-South | bill.east@us.army.mil | 2012-10-26T09:46:00 | Requirement | Space | 1A02 | DEVOE # 2W18-2 PRARIE BUFF | n/a | n/a | n/a | n/a | Clinic_076-078_Finish Schedule | n/a
WallColor-West | bill.east@us.army.mil | 2012-10-26T09:46:00 | Requirement | Space | 1A02 | DEVOE # 2W18-2 PRARIE BUFF | n/a | n/a | n/a | n/a | Clinic_076-078_Finish Schedule | n/a
WallMaterial-East | bill.east@us.army.mil | 2012-10-26T09:46:00 | Requirement | Space | 1A02 | GYPSUM WALLBOARD WITH PAINT | n/a | n/a | n/a | n/a | Clinic_076-078_Finish Schedule | n/a
WallMaterial-North | bill.east@us.army.mil | 2012-10-26T09:46:00 | Requirement | Space | 1A02 | GYPSUM WALLBOARD WITH PAINT | n/a | n/a | n/a | n/a | Clinic_076-078_Finish Schedule | n/a
WallMaterial-South | bill.east@us.army.mil | 2012-10-26T09:46:00 | Requirement | Space | 1A02 | GYPSUM WALLBOARD WITH PAINT | n/a | n/a | n/a | n/a | Clinic_076-078_Finish Schedule | n/a
WallMaterial-West | bill.east@us.army.mil | 2012-10-26T09:46:00 | Requirement | Space | 1A02 | GYPSUM WALLBOARD WITH PAINT | n/a | n/a | n/a | n/a | Clinic_076-078_Finish Schedule | n/a
BaseColor | bill.east@us.army.mil | 2012-10-26T09:46:00 | Requirement | Space | 1A03 | ROPPE - 40 FAWN - 4" HIGH RUBBER COVE BASE | n/a | n/a | n/a | n/a | Clinic_076-078_Finish Schedule | n/a
BaseMaterial | bill.east@us.army.mil | 2012-10-26T09:46:00 | Requirement | Space | 1A03 | RUBBER BASE | n/a | n/a | n/a | n/a | Clinic_076-078_Finish Schedule | n/a
CeilingColor | bill.east@us.army.mil | 2012-10-26T09:46:00 | Requirement | Space | 1A03 | ARMSTRONG CEILING TILE - CIRRUS TEGULAR; COLOR: WHITE; SERIES #534 GRID-15/16" EXPOSED TEE GRID SYSTEM-WHITE; SIZE: 2'x2'x3/4" | n/a | n/a | n/a | n/a | Clinic_076-078_Finish Schedule | n/a
CeilingMaterial | bill.east@us.army.mil | 2012-10-26T09:46:00 | Requirement | Space | 1A03 | ACOUSTICAL CEILING TILE | n/a | n/a | n/a | n/a | Clinic_076-078_Finish Schedule | n/a
FloorColor | bill.east@us.army.mil | 2012-10-26T09:46:00 | Requirement | Space | 1A03 | INTERFACE - CARIBBEAN #3080 ANTIQUA | n/a | n/a | n/a | n/a | Clinic_076-078_Finish Schedule | n/a
FloorMaterial | bill.east@us.army.mil | 2012-10-26T09:46:00 | Requirement | Space | 1A03 | CARPET | n/a | n/a | n/a | n/a | Clinic_076-078_Finish Schedule | n/a
WallColor-East | bill.east@us.army.mil | 2012-10-26T09:46:00 | Requirement | Space | 1A03 | DEVOE # 2W18-2 PRARIE BUFF | n/a | n/a | n/a | n/a | Clinic_076-078_Finish Schedule | n/a
WallColor-North | bill.east@us.army.mil | 2012-10-26T09:46:00 | Requirement | Space | 1A03 | DEVOE # 2W18-2 PRARIE BUFF | n/a | n/a | n/a | n/a | Clinic_076-078_Finish Schedule | n/a
WallColor-South | bill.east@us.army.mil | 2012-10-26T09:46:00 | Requirement | Space | 1A03 | DEVOE # 2W18-2 PRARIE BUFF | n/a | n/a | n/a | n/a | Clinic_076-078_Finish Schedule | n/a
WallColor-West | bill.east@us.army.mil | 2012-10-26T09:46:00 | Requirement | Space | 1A03 | DEVOE # 2W18-2 PRARIE BUFF | n/a | n/a | n/a | n/a | Clinic_076-078_Finish Schedule | n/a
WallMaterial-East | bill.east@us.army.mil | 2012-10-26T09:46:00 | Requirement | Space | 1A03 | GYPSUM WALLBOARD WITH PAINT | n/a | n/a | n/a | n/a | Clinic_076-078_Finish Schedule | n/a
WallMaterial-North | bill.east@us.army.mil | 2012-10-26T09:46:00 | Requirement | Space | 1A03 | GYPSUM WALLBOARD WITH PAINT | n/a | n/a | n/a | n/a | Clinic_076-078_Finish Schedule | n/a
WallMaterial-South | bill.east@us.army.mil | 2012-10-26T09:46:00 | Requirement | Space | 1A03 | GYPSUM WALLBOARD WITH PAINT | n/a | n/a | n/a | n/a | Clinic_076-078_Finish Schedule | n/a
WallMaterial-West | bill.east@us.army.mil | 2012-10-26T09:46:00 | Requirement | Space | 1A03 | GYPSUM WALLBOARD WITH PAINT | n/a | n/a | n/a | n/a | Clinic_076-078_Finish Schedule | n/a
BaseColor | bill.east@us.army.mil | 2012-10-26T09:46:00 | Requirement | Space | 1A04 | ROPPE - 40 FAWN - 4" HIGH RUBBER COVE BASE | n/a | n/a | n/a | n/a | Clinic_076-078_Finish Schedule | n/a
BaseMaterial | bill.east@us.army.mil | 2012-10-26T09:46:00 | Requirement | Space | 1A04 | RUBBER BASE | n/a | n/a | n/a | n/a | Clinic_076-078_Finish Schedule | n/a
CeilingColor | bill.east@us.army.mil | 2012-10-26T09:46:00 | Requirement | Space | 1A04 | ARMSTRONG CEILING TILE - CIRRUS TEGULAR; COLOR: WHITE; SERIES #534 GRID-15/16" EXPOSED TEE GRID SYSTEM-WHITE; SIZE: 2'x2'x3/4" | n/a | n/a | n/a | n/a | Clinic_076-078_Finish Schedule | n/a
CeilingMaterial | bill.east@us.army.mil | 2012-10-26T09:46:00 | Requirement | Space | 1A04 | ACOUSTICAL CEILING TILE | n/a | n/a | n/a | n/a | Clinic_076-078_Finish Schedule | n/a
FloorColor | bill.east@us.army.mil | 2012-10-26T09:46:00 | Requirement | Space | 1A04 | INTERFACE - CARIBBEAN #3080 ANTIQUA | n/a | n/a | n/a | n/a | Clinic_076-078_Finish Schedule | n/a
FloorMaterial | bill.east@us.army.mil | 2012-10-26T09:46:00 | Requirement | Space | 1A04 | CARPET | n/a | n/a | n/a | n/a | Clinic_076-078_Finish Schedule | n/a
WallColor-East | bill.east@us.army.mil | 2012-10-26T09:46:00 | Requirement | Space | 1A04 | DEVOE # 2W18-2 PRARIE BUFF | n/a | n/a | n/a | n/a | Clinic_076-078_Finish Schedule | n/a
WallColor-North | bill.east@us.army.mil | 2012-10-26T09:46:00 | Requirement | Space | 1A04 | DEVOE # 2W18-2 PRARIE BUFF | n/a | n/a | n/a | n/a | Clinic_076-078_Finish Schedule | n/a
WallColor-South | bill.east@us.army.mil | 2012-10-26T09:46:00 | Requirement | Space | 1A04 | DEVOE # 2W18-2 PRARIE BUFF | n/a | n/a | n/a | n/a | Clinic_076-078_Finish Schedule | n/a
WallColor-West | bill.east@us.army.mil | 2012-10-26T09:46:00 | Requirement | Space | 1A04 | DEVOE # 2W18-2 PRARIE BUFF | n/a | n/a | n/a | n/a | Clinic_076-078_Finish Schedule | n/a
WallMaterial-East | bill.east@us.army.mil | 2012-10-26T09:46:00 | Requirement | Space | 1A04 | GYPSUM WALLBOARD WITH PAINT | n/a | n/a | n/a | n/a | Clinic_076-078_Finish Schedule | n/a
WallMaterial-North | bill.east@us.army.mil | 2012-10-26T09:46:00 | Requirement | Space | 1A04 | GYPSUM WALLBOARD WITH PAINT | n/a | n/a | n/a | n/a | Clinic_076-078_Finish Schedule | n/a
WallMaterial-South | bill.east@us.army.mil | 2012-10-26T09:46:00 | Requirement | Space | 1A04 | GYPSUM WALLBOARD WITH PAINT | n/a | n/a | n/a | n/a | Clinic_076-078_Finish Schedule | n/a
WallMaterial-West | bill.east@us.army.mil | 2012-10-26T09:46:00 | Requirement | Space | 1A04 | GYPSUM WALLBOARD WITH PAINT | n/a | n/a | n/a | n/a | Clinic_076-078_Finish Schedule | n/a
BaseColor | bill.east@us.army.mil | 2012-10-26T09:46:00 | Requirement | Space | 1A05 | ROPPE - 40 FAWN - 4" HIGH RUBBER COVE BASE | n/a | n/a | n/a | n/a | Clinic_076-078_Finish Schedule | n/a
BaseMaterial | bill.east@us.army.mil | 2012-10-26T09:46:00 | Requirement | Space | 1A05 | RUBBER BASE | n/a | n/a | n/a | n/a | Clinic_076-078_Finish Schedule | n/a
CeilingColor | bill.east@us.army.mil | 2012-10-26T09:46:00 | Requirement | Space | 1A05 | ARMSTRONG CEILING TILE - CIRRUS TEGULAR; COLOR: WHITE; SERIES #534 GRID-15/16" EXPOSED TEE GRID SYSTEM-WHITE; SIZE: 2'x2'x3/4" | n/a | n/a | n/a | n/a | Clinic_076-078_Finish Schedule | n/a
CeilingMaterial | bill.east@us.army.mil | 2012-10-26T09:46:00 | Requirement | Space | 1A05 | ACOUSTICAL CEILING TILE | n/a | n/a | n/a | n/a | Clinic_076-078_Finish Schedule | n/a
FloorColor | bill.east@us.army.mil | 2012-10-26T09:46:00 | Requirement | Space | 1A05 | INTERFACE - CARIBBEAN #3080 ANTIQUA | n/a | n/a | n/a | n/a | Clinic_076-078_Finish Schedule | n/a
FloorMaterial | bill.east@us.army.mil | 2012-10-26T09:46:00 | Requirement | Space | 1A05 | CARPET | n/a | n/a | n/a | n/a | Clinic_076-078_Finish Schedule | n/a
WallColor-East | bill.east@us.army.mil | 2012-10-26T09:46:00 | Requirement | Space | 1A05 | DEVOE # 2W18-2 PRARIE BUFF | n/a | n/a | n/a | n/a | Clinic_076-078_Finish Schedule | n/a
WallColor-North | bill.east@us.army.mil | 2012-10-26T09:46:00 | Requirement | Space | 1A05 | DEVOE # 2W18-2 PRARIE BUFF | n/a | n/a | n/a | n/a | Clinic_076-078_Finish Schedule | n/a
WallColor-South | bill.east@us.army.mil | 2012-10-26T09:46:00 | Requirement | Space | 1A05 | DEVOE # 2W18-2 PRARIE BUFF | n/a | n/a | n/a | n/a | Clinic_076-078_Finish Schedule | n/a
WallColor-West | bill.east@us.army.mil | 2012-10-26T09:46:00 | Requirement | Space | 1A05 | DEVOE # 2W18-2 PRARIE BUFF | n/a | n/a | n/a | n/a | Clinic_076-078_Finish Schedule | n/a
WallMaterial-East | bill.east@us.army.mil | 2012-10-26T09:46:00 | Requirement | Space | 1A05 | GYPSUM WALLBOARD WITH PAINT | n/a | n/a | n/a | n/a | Clinic_076-078_Finish Schedule | n/a
WallMaterial-North | bill.east@us.army.mil | 2012-10-26T09:46:00 | Requirement | Space | 1A05 | GYPSUM WALLBOARD WITH PAINT | n/a | n/a | n/a | n/a | Clinic_076-078_Finish Schedule | n/a
WallMaterial-South | bill.east@us.army.mil | 2012-10-26T09:46:00 | Requirement | Space | 1A05 | GYPSUM WALLBOARD WITH PAINT | n/a | n/a | n/a | n/a | Clinic_076-078_Finish Schedule | n/a
WallMaterial-West | bill.east@us.army.mil | 2012-10-26T09:46:00 | Requirement | Space | 1A05 | GYPSUM WALLBOARD WITH PAINT | n/a | n/a | n/a | n/a | Clinic_076-078_Finish Schedule | n/a
BaseColor | bill.east@us.army.mil | 2012-10-26T09:46:00 | Requirement | Space | 1A06 | ROPPE - 40 FAWN - 4" HIGH RUBBER COVE BASE | n/a | n/a | n/a | n/a | Clinic_076-078_Finish Schedule | n/a
BaseMaterial | bill.east@us.army.mil | 2012-10-26T09:46:00 | Requirement | Space | 1A06 | RUBBER BASE | n/a | n/a | n/a | n/a | Clinic_076-078_Finish Schedule | n/a
CeilingColor | bill.east@us.army.mil | 2012-10-26T09:46:00 | Requirement | Space | 1A06 | ARMSTRONG CEILING TILE - CIRRUS TEGULAR; COLOR: WHITE; SERIES #534 GRID-15/16" EXPOSED TEE GRID SYSTEM-WHITE; SIZE: 2'x2'x3/4" | n/a | n/a | n/a | n/a | Clinic_076-078_Finish Schedule | n/a
CeilingMaterial | bill.east@us.army.mil | 2012-10-26T09:46:00 | Requirement | Space | 1A06 | ACOUSTICAL CEILING TILE | n/a | n/a | n/a | n/a | Clinic_076-078_Finish Schedule | n/a
FloorColor | bill.east@us.army.mil | 2012-10-26T09:46:00 | Requirement | Space | 1A06 | INTERFACE - CARIBBEAN #3080 ANTIQUA | n/a | n/a | n/a | n/a | Clinic_076-078_Finish Schedule | n/a
FloorMaterial | bill.east@us.army.mil | 2012-10-26T09:46:00 | Requirement | Space | 1A06 | CARPET | n/a | n/a | n/a | n/a | Clinic_076-078_Finish Schedule | n/a
WallColor-East | bill.east@us.army.mil | 2012-10-26T09:46:00 | Requirement | Space | 1A06 | DEVOE # 2W18-2 PRARIE BUFF | n/a | n/a | n/a | n/a | Clinic_076-078_Finish Schedule | n/a
WallColor-North | bill.east@us.army.mil | 2012-10-26T09:46:00 | Requirement | Space | 1A06 | DEVOE # 2W18-2 PRARIE BUFF | n/a | n/a | n/a | n/a | Clinic_076-078_Finish Schedule | n/a
WallColor-South | bill.east@us.army.mil | 2012-10-26T09:46:00 | Requirement | Space | 1A06 | DEVOE # 2W18-2 PRARIE BUFF | n/a | n/a | n/a | n/a | Clinic_076-078_Finish Schedule | n/a
WallColor-West | bill.east@us.army.mil | 2012-10-26T09:46:00 | Requirement | Space | 1A06 | DEVOE # 2W18-2 PRARIE BUFF | n/a | n/a | n/a | n/a | Clinic_076-078_Finish Schedule | n/a
WallMaterial-East | bill.east@us.army.mil | 2012-10-26T09:46:00 | Requirement | Space | 1A06 | GYPSUM WALLBOARD WITH PAINT | n/a | n/a | n/a | n/a | Clinic_076-078_Finish Schedule | n/a
WallMaterial-North | bill.east@us.army.mil | 2012-10-26T09:46:00 | Requirement | Space | 1A06 | GYPSUM WALLBOARD WITH PAINT | n/a | n/a | n/a | n/a | Clinic_076-078_Finish Schedule | n/a
WallMaterial-South | bill.east@us.army.mil | 2012-10-26T09:46:00 | Requirement | Space | 1A06 | GYPSUM WALLBOARD WITH PAINT | n/a | n/a | n/a | n/a | Clinic_076-078_Finish Schedule | n/a
WallMaterial-West | bill.east@us.army.mil | 2012-10-26T09:46:00 | Requirement | Space | 1A06 | GYPSUM WALLBOARD WITH PAINT | n/a | n/a | n/a | n/a | Clinic_076-078_Finish Schedule | n/a
BaseColor | bill.east@us.army.mil | 2012-10-26T09:46:00 | Requirement | Space | 1A07 | ROPPE - 40 FAWN - 4" HIGH RUBBER COVE BASE | n/a | n/a | n/a | n/a | Clinic_076-078_Finish Schedule | n/a
BaseMaterial | bill.east@us.army.mil | 2012-10-26T09:46:00 | Requirement | Space | 1A07 | RUBBER BASE | n/a | n/a | n/a | n/a | Clinic_076-078_Finish Schedule | n/a
CeilingColor | bill.east@us.army.mil | 2012-10-26T09:46:00 | Requirement | Space | 1A07 | ARMSTRONG CEILING TILE - CIRRUS TEGULAR; COLOR: WHITE; SERIES #534 GRID-15/16" EXPOSED TEE GRID SYSTEM-WHITE; SIZE: 2'x2'x3/4" | n/a | n/a | n/a | n/a | Clinic_076-078_Finish Schedule | n/a
CeilingMaterial | bill.east@us.army.mil | 2012-10-26T09:46:00 | Requirement | Space | 1A07 | ACOUSTICAL CEILING TILE | n/a | n/a | n/a | n/a | Clinic_076-078_Finish Schedule | n/a
FloorColor | bill.east@us.army.mil | 2012-10-26T09:46:00 | Requirement | Space | 1A07 | INTERFACE - CARIBBEAN #3080 ANTIQUA | n/a | n/a | n/a | n/a | Clinic_076-078_Finish Schedule | n/a
FloorMaterial | bill.east@us.army.mil | 2012-10-26T09:46:00 | Requirement | Space | 1A07 | CARPET | n/a | n/a | n/a | n/a | Clinic_076-078_Finish Schedule | n/a
WallColor-East | bill.east@us.army.mil | 2012-10-26T09:46:00 | Requirement | Space | 1A07 | DEVOE # 2W18-2 PRARIE BUFF | n/a | n/a | n/a | n/a | Clinic_076-078_Finish Schedule | n/a
WallColor-North | bill.east@us.army.mil | 2012-10-26T09:46:00 | Requirement | Space | 1A07 | DEVOE # 2W18-2 PRARIE BUFF | n/a | n/a | n/a | n/a | Clinic_076-078_Finish Schedule | n/a
WallColor-South | bill.east@us.army.mil | 2012-10-26T09:46:00 | Requirement | Space | 1A07 | DEVOE # 2W18-2 PRARIE BUFF | n/a | n/a | n/a | n/a | Clinic_076-078_Finish Schedule | n/a
WallColor-West | bill.east@us.army.mil | 2012-10-26T09:46:00 | Requirement | Space | 1A07 | DEVOE # 2W18-2 PRARIE BUFF | n/a | n/a | n/a | n/a | Clinic_076-078_Finish Schedule | n/a
WallMaterial-East | bill.east@us.army.mil | 2012-10-26T09:46:00 | Requirement | Space | 1A07 | GYPSUM WALLBOARD WITH PAINT | n/a | n/a | n/a | n/a | Clinic_076-078_Finish Schedule | n/a
WallMaterial-North | bill.east@us.army.mil | 2012-10-26T09:46:00 | Requirement | Space | 1A07 | GYPSUM WALLBOARD WITH PAINT | n/a | n/a | n/a | n/a | Clinic_076-078_Finish Schedule | n/a
WallMaterial-South | bill.east@us.army.mil | 2012-10-26T09:46:00 | Requirement | Space | 1A07 | GYPSUM WALLBOARD WITH PAINT | n/a | n/a | n/a | n/a | Clinic_076-078_Finish Schedule | n/a
WallMaterial-West | bill.east@us.army.mil | 2012-10-26T09:46:00 | Requirement | Space | 1A07 | GYPSUM WALLBOARD WITH PAINT | n/a | n/a | n/a | n/a | Clinic_076-078_Finish Schedule | n/a
BaseColor | bill.east@us.army.mil | 2012-10-26T09:46:00 | Requirement | Space | 1A08 | ROPPE - 40 FAWN - 4" HIGH RUBBER COVE BASE | n/a | n/a | n/a | n/a | Clinic_076-078_Finish Schedule | n/a
BaseMaterial | bill.east@us.army.mil | 2012-10-26T09:46:00 | Requirement | Space | 1A08 | RUBBER BASE | n/a | n/a | n/a | n/a | Clinic_076-078_Finish Schedule | n/a
CeilingColor | bill.east@us.army.mil | 2012-10-26T09:46:00 | Requirement | Space | 1A08 | ARMSTRONG CEILING TILE - CIRRUS TEGULAR; COLOR: WHITE; SERIES #534 GRID-15/16" EXPOSED TEE GRID SYSTEM-WHITE; SIZE: 2'x2'x3/4" | n/a | n/a | n/a | n/a | Clinic_076-078_Finish Schedule | n/a
CeilingMaterial | bill.east@us.army.mil | 2012-10-26T09:46:00 | Requirement | Space | 1A08 | ACOUSTICAL CEILING TILE | n/a | n/a | n/a | n/a | Clinic_076-078_Finish Schedule | n/a
FloorColor | bill.east@us.army.mil | 2012-10-26T09:46:00 | Requirement | Space | 1A08 | INTERFACE - CARIBBEAN #3080 ANTIQUA | n/a | n/a | n/a | n/a | Clinic_076-078_Finish Schedule | n/a
FloorMaterial | bill.east@us.army.mil | 2012-10-26T09:46:00 | Requirement | Space | 1A08 | CARPET | n/a | n/a | n/a | n/a | Clinic_076-078_Finish Schedule | n/a
WallColor-East | bill.east@us.army.mil | 2012-10-26T09:46:00 | Requirement | Space | 1A08 | DEVOE # 2W18-2 PRARIE BUFF | n/a | n/a | n/a | n/a | Clinic_076-078_Finish Schedule | n/a
WallColor-North | bill.east@us.army.mil | 2012-10-26T09:46:00 | Requirement | Space | 1A08 | DEVOE # 2W18-2 PRARIE BUFF | n/a | n/a | n/a | n/a | Clinic_076-078_Finish Schedule | n/a
WallColor-South | bill.east@us.army.mil | 2012-10-26T09:46:00 | Requirement | Space | 1A08 | DEVOE # 2W18-2 PRARIE BUFF | n/a | n/a | n/a | n/a | Clinic_076-078_Finish Schedule | n/a
WallColor-West | bill.east@us.army.mil | 2012-10-26T09:46:00 | Requirement | Space | 1A08 | DEVOE # 2W18-2 PRARIE BUFF | n/a | n/a | n/a | n/a | Clinic_076-078_Finish Schedule | n/a
WallMaterial-East | bill.east@us.army.mil | 2012-10-26T09:46:00 | Requirement | Space | 1A08 | GYPSUM WALLBOARD WITH PAINT | n/a | n/a | n/a | n/a | Clinic_076-078_Finish Schedule | n/a
WallMaterial-North | bill.east@us.army.mil | 2012-10-26T09:46:00 | Requirement | Space | 1A08 | GYPSUM WALLBOARD WITH PAINT | n/a | n/a | n/a | n/a | Clinic_076-078_Finish Schedule | n/a
WallMaterial-South | bill.east@us.army.mil | 2012-10-26T09:46:00 | Requirement | Space | 1A08 | GYPSUM WALLBOARD WITH PAINT | n/a | n/a | n/a | n/a | Clinic_076-078_Finish Schedule | n/a
WallMaterial-West | bill.east@us.army.mil | 2012-10-26T09:46:00 | Requirement | Space | 1A08 | GYPSUM WALLBOARD WITH PAINT | n/a | n/a | n/a | n/a | Clinic_076-078_Finish Schedule | n/a
BaseColor | bill.east@us.army.mil | 2012-10-26T09:46:00 | Requirement | Space | 1A09 | DAL - TILE - #D-1452 CYPRESS - SIZE 4"X 4" | n/a | n/a | n/a | n/a | Clinic_076-078_Finish Schedule | n/a
BaseMaterial | bill.east@us.army.mil | 2012-10-26T09:46:00 | Requirement | Space | 1A09 | MAT GLAZED TILE | n/a | n/a | n/a | n/a | Clinic_076-078_Finish Schedule | n/a
CeilingColor | bill.east@us.army.mil | 2012-10-26T09:46:00 | Requirement | Space | 1A09 | ARMSTRONG CEILING TILE - FINE FISSURED DURATEX; COLOR: WHITE; SERIES #1870; GRID 15/16" EXPOSED TEE GRID SYSTEM-WHITE; SIZE: 2'x2' | n/a | n/a | n/a | n/a | Clinic_076-078_Finish Schedule | n/a
CeilingMaterial | bill.east@us.army.mil | 2012-10-26T09:46:00 | Requirement | Space | 1A09 | ACOUSTICAL CEILING TILE | n/a | n/a | n/a | n/a | Clinic_076-078_Finish Schedule | n/a
FloorColor | bill.east@us.army.mil | 2012-10-26T09:46:00 | Requirement | Space | 1A09 | AMERICAN OLEAN #A-55 DOE SIZE: 2"x2" | n/a | n/a | n/a | n/a | Clinic_076-078_Finish Schedule | n/a
FloorMaterial | bill.east@us.army.mil | 2012-10-26T09:46:00 | Requirement | Space | 1A09 | CERAMIC TILE | n/a | n/a | n/a | n/a | Clinic_076-078_Finish Schedule | n/a
WallColor-East | bill.east@us.army.mil | 2012-10-26T09:46:00 | Requirement | Space | 1A09 | DAL - TILE - #D-1452 CYPRESS - SIZE 4"X 4" | n/a | n/a | n/a | n/a | Clinic_076-078_Finish Schedule | n/a
WallColor-North | bill.east@us.army.mil | 2012-10-26T09:46:00 | Requirement | Space | 1A09 | DAL - TILE - #D-1452 CYPRESS - SIZE 4"X 4" | n/a | n/a | n/a | n/a | Clinic_076-078_Finish Schedule | n/a
WallColor-South | bill.east@us.army.mil | 2012-10-26T09:46:00 | Requirement | Space | 1A09 | DAL - TILE - #D-1452 CYPRESS - SIZE 4"X 4" | n/a | n/a | n/a | n/a | Clinic_076-078_Finish Schedule | n/a
WallColor-West | bill.east@us.army.mil | 2012-10-26T09:46:00 | Requirement | Space | 1A09 | DAL - TILE - #D-1452 CYPRESS - SIZE 4"X 4" | n/a | n/a | n/a | n/a | Clinic_076-078_Finish Schedule | n/a
WallMaterial-East | bill.east@us.army.mil | 2012-10-26T09:46:00 | Requirement | Space | 1A09 | MAT GLAZED TILE | n/a | n/a | n/a | n/a | Clinic_076-078_Finish Schedule | n/a
WallMaterial-North | bill.east@us.army.mil | 2012-10-26T09:46:00 | Requirement | Space | 1A09 | MAT GLAZED TILE | n/a | n/a | n/a | n/a | Clinic_076-078_Finish Schedule | n/a
WallMaterial-South | bill.east@us.army.mil | 2012-10-26T09:46:00 | Requirement | Space | 1A09 | MAT GLAZED TILE | n/a | n/a | n/a | n/a | Clinic_076-078_Finish Schedule | n/a
WallMaterial-West | bill.east@us.army.mil | 2012-10-26T09:46:00 | Requirement | Space | 1A09 | MAT GLAZED TILE | n/a | n/a | n/a | n/a | Clinic_076-078_Finish Schedule | n/a
BaseColor | bill.east@us.army.mil | 2012-10-26T09:46:00 | Requirement | Space | 1A10 | ROPPE - 40 FAWN - 4" HIGH RUBBER COVE BASE | n/a | n/a | n/a | n/a | Clinic_076-078_Finish Schedule | n/a
BaseMaterial | bill.east@us.army.mil | 2012-10-26T09:46:00 | Requirement | Space | 1A10 | RUBBER BASE | n/a | n/a | n/a | n/a | Clinic_076-078_Finish Schedule | n/a
CeilingColor | bill.east@us.army.mil | 2012-10-26T09:46:00 | Requirement | Space | 1A10 | ARMSTRONG CEILING TILE - CIRRUS TEGULAR; COLOR: WHITE; SERIES #534 GRID-15/16" EXPOSED TEE GRID SYSTEM-WHITE; SIZE: 2'x2'x3/4" | n/a | n/a | n/a | n/a | Clinic_076-078_Finish Schedule | n/a
CeilingMaterial | bill.east@us.army.mil | 2012-10-26T09:46:00 | Requirement | Space | 1A10 | ACOUSTICAL CEILING TILE | n/a | n/a | n/a | n/a | Clinic_076-078_Finish Schedule | n/a
FloorColor | bill.east@us.army.mil | 2012-10-26T09:46:00 | Requirement | Space | 1A10 | VAMERICAN OLEAN #A-55 DOE SIZE: 2"x2",2 | n/a | n/a | n/a | n/a | Clinic_076-078_Finish Schedule | n/a
FloorMaterial | bill.east@us.army.mil | 2012-10-26T09:46:00 | Requirement | Space | 1A10 | VINYL COMPOSITION TILE | n/a | n/a | n/a | n/a | Clinic_076-078_Finish Schedule | n/a
WallColor-East | bill.east@us.army.mil | 2012-10-26T09:46:00 | Requirement | Space | 1A10 | DEVOE # 2C20-4 ROSEMARY GRAY | n/a | n/a | n/a | n/a | Clinic_076-078_Finish Schedule | n/a
WallColor-North | bill.east@us.army.mil | 2012-10-26T09:46:00 | Requirement | Space | 1A10 | DAL - TILE - #D-1452 CYPRESS - SIZE 4"X 4" | n/a | n/a | n/a | n/a | Clinic_076-078_Finish Schedule | n/a
WallColor-South | bill.east@us.army.mil | 2012-10-26T09:46:00 | Requirement | Space | 1A10 | DAL - TILE - #D-1452 CYPRESS - SIZE 4"X 4" | n/a | n/a | n/a | n/a | Clinic_076-078_Finish Schedule | n/a
WallColor-West | bill.east@us.army.mil | 2012-10-26T09:46:00 | Requirement | Space | 1A10 | DEVOE # 2W18-2 PRARIE BUFF | n/a | n/a | n/a | n/a | Clinic_076-078_Finish Schedule | n/a
WallMaterial-East | bill.east@us.army.mil | 2012-10-26T09:46:00 | Requirement | Space | 1A10 | GYPSUM WALLBOARD WITH PAINT | n/a | n/a | n/a | n/a | Clinic_076-078_Finish Schedule | n/a
WallMaterial-North | bill.east@us.army.mil | 2012-10-26T09:46:00 | Requirement | Space | 1A10 | GYPSUM WALLBOARD WITH PAINT | n/a | n/a | n/a | n/a | Clinic_076-078_Finish Schedule | n/a
WallMaterial-South | bill.east@us.army.mil | 2012-10-26T09:46:00 | Requirement | Space | 1A10 | GYPSUM WALLBOARD WITH PAINT | n/a | n/a | n/a | n/a | Clinic_076-078_Finish Schedule | n/a
WallMaterial-West | bill.east@us.army.mil | 2012-10-26T09:46:00 | Requirement | Space | 1A10 | GYPSUM WALLBOARD WITH PAINT | n/a | n/a | n/a | n/a | Clinic_076-078_Finish Schedule | n/a
BaseColor | bill.east@us.army.mil | 2012-10-26T09:46:00 | Requirement | Space | 1A11 | ROPPE - 40 FAWN - 4" HIGH RUBBER COVE BASE | n/a | n/a | n/a | n/a | Clinic_076-078_Finish Schedule | n/a
BaseMaterial | bill.east@us.army.mil | 2012-10-26T09:46:00 | Requirement | Space | 1A11 | RUBBER BASE | n/a | n/a | n/a | n/a | Clinic_076-078_Finish Schedule | n/a
CeilingColor | bill.east@us.army.mil | 2012-10-26T09:46:00 | Requirement | Space | 1A11 | MATCH PT3 - Devoe # 2W19-4 CLAY PEBBLE | n/a | n/a | n/a | n/a | Clinic_076-078_Finish Schedule | n/a
CeilingMaterial | bill.east@us.army.mil | 2012-10-26T09:46:00 | Requirement | Space | 1A11 | GYPSUM WALLBOARD WITH LIQUID GLAZED COATING | n/a | n/a | n/a | n/a | Clinic_076-078_Finish Schedule | n/a
FloorColor | bill.east@us.army.mil | 2012-10-26T09:46:00 | Requirement | Space | 1A11 | VAMERICAN OLEAN #A-55 DOE SIZE: 2"x2" | n/a | n/a | n/a | n/a | Clinic_076-078_Finish Schedule | n/a
FloorMaterial | bill.east@us.army.mil | 2012-10-26T09:46:00 | Requirement | Space | 1A11 | VINYL COMPOSITION TILE | n/a | n/a | n/a | n/a | Clinic_076-078_Finish Schedule | n/a
WallColor-East | bill.east@us.army.mil | 2012-10-26T09:46:00 | Requirement | Space | 1A11 | MATCH PT3 - Devoe # 2W19-4 CLAY PEBBLE | n/a | n/a | n/a | n/a | Clinic_076-078_Finish Schedule | n/a
WallColor-North | bill.east@us.army.mil | 2012-10-26T09:46:00 | Requirement | Space | 1A11 | DAL - TILE - #D-1452 CYPRESS - SIZE 4"X 4" | n/a | n/a | n/a | n/a | Clinic_076-078_Finish Schedule | n/a
WallColor-South | bill.east@us.army.mil | 2012-10-26T09:46:00 | Requirement | Space | 1A11 | DAL - TILE - #D-1452 CYPRESS - SIZE 4"X 4" | n/a | n/a | n/a | n/a | Clinic_076-078_Finish Schedule | n/a
WallColor-West | bill.east@us.army.mil | 2012-10-26T09:46:00 | Requirement | Space | 1A11 | MATCH PT3 - Devoe # 2W19-4 CLAY PEBBLE | n/a | n/a | n/a | n/a | Clinic_076-078_Finish Schedule | n/a
WallMaterial-East | bill.east@us.army.mil | 2012-10-26T09:46:00 | Requirement | Space | 1A11 | GYPSUM WALLBOARD WITH LIQUID GLAZED COATING | n/a | n/a | n/a | n/a | Clinic_076-078_Finish Schedule | n/a
WallMaterial-North | bill.east@us.army.mil | 2012-10-26T09:46:00 | Requirement | Space | 1A11 | GYPSUM WALLBOARD WITH LIQUID GLAZED COATING | n/a | n/a | n/a | n/a | Clinic_076-078_Finish Schedule | n/a
WallMaterial-South | bill.east@us.army.mil | 2012-10-26T09:46:00 | Requirement | Space | 1A11 | GYPSUM WALLBOARD WITH LIQUID GLAZED COATING | n/a | n/a | n/a | n/a | Clinic_076-078_Finish Schedule | n/a
WallMaterial-West | bill.east@us.army.mil | 2012-10-26T09:46:00 | Requirement | Space | 1A11 | GYPSUM WALLBOARD WITH LIQUID GLAZED COATING | n/a | n/a | n/a | n/a | Clinic_076-078_Finish Schedule | n/a
BaseColor | bill.east@us.army.mil | 2012-10-26T09:46:00 | Requirement | Space | 1A12 | DAL - TILE - #D-1452 CYPRESS - SIZE 4"X 4" | n/a | n/a | n/a | n/a | Clinic_076-078_Finish Schedule | n/a
BaseMaterial | bill.east@us.army.mil | 2012-10-26T09:46:00 | Requirement | Space | 1A12 | MAT GLAZED TILE | n/a | n/a | n/a | n/a | Clinic_076-078_Finish Schedule | n/a
CeilingColor | bill.east@us.army.mil | 2012-10-26T09:46:00 | Requirement | Space | 1A12 | ARMSTRONG CEILING TILE - FINE FISSURED DURATEX; COLOR: WHITE; SERIES #1870; GRID 15/16" EXPOSED TEE GRID SYSTEM-WHITE; SIZE: 2'x2' | n/a | n/a | n/a | n/a | Clinic_076-078_Finish Schedule | n/a
CeilingMaterial | bill.east@us.army.mil | 2012-10-26T09:46:00 | Requirement | Space | 1A12 | ACOUSTICAL CEILING TILE | n/a | n/a | n/a | n/a | Clinic_076-078_Finish Schedule | n/a
FloorColor | bill.east@us.army.mil | 2012-10-26T09:46:00 | Requirement | Space | 1A12 | AMERICAN OLEAN #A-55 DOE SIZE: 2"x2" | n/a | n/a | n/a | n/a | Clinic_076-078_Finish Schedule | n/a
FloorMaterial | bill.east@us.army.mil | 2012-10-26T09:46:00 | Requirement | Space | 1A12 | CERAMIC TILE | n/a | n/a | n/a | n/a | Clinic_076-078_Finish Schedule | n/a
WallColor-East | bill.east@us.army.mil | 2012-10-26T09:46:00 | Requirement | Space | 1A12 | DAL - TILE - #D-1452 CYPRESS - SIZE 4"X 4" | n/a | n/a | n/a | n/a | Clinic_076-078_Finish Schedule | n/a
WallColor-North | bill.east@us.army.mil | 2012-10-26T09:46:00 | Requirement | Space | 1A12 | DAL - TILE - #D-1452 CYPRESS - SIZE 4"X 4" | n/a | n/a | n/a | n/a | Clinic_076-078_Finish Schedule | n/a
WallColor-South | bill.east@us.army.mil | 2012-10-26T09:46:00 | Requirement | Space | 1A12 | DAL - TILE - #D-1452 CYPRESS - SIZE 4"X 4" | n/a | n/a | n/a | n/a | Clinic_076-078_Finish Schedule | n/a
WallColor-West | bill.east@us.army.mil | 2012-10-26T09:46:00 | Requirement | Space | 1A12 | DAL - TILE - #D-1452 CYPRESS - SIZE 4"X 4" | n/a | n/a | n/a | n/a | Clinic_076-078_Finish Schedule | n/a
WallMaterial-East | bill.east@us.army.mil | 2012-10-26T09:46:00 | Requirement | Space | 1A12 | GYPSUM WALLBOARD WITH LIQUID GLAZED COATING | n/a | n/a | n/a | n/a | Clinic_076-078_Finish Schedule | n/a
WallMaterial-North | bill.east@us.army.mil | 2012-10-26T09:46:00 | Requirement | Space | 1A12 | MAT GLAZED TILE | n/a | n/a | n/a | n/a | Clinic_076-078_Finish Schedule | n/a
WallMaterial-South | bill.east@us.army.mil | 2012-10-26T09:46:00 | Requirement | Space | 1A12 | MAT GLAZED TILE | n/a | n/a | n/a | n/a | Clinic_076-078_Finish Schedule | n/a
WallMaterial-West | bill.east@us.army.mil | 2012-10-26T09:46:00 | Requirement | Space | 1A12 | MAT GLAZED TILE | n/a | n/a | n/a | n/a | Clinic_076-078_Finish Schedule | n/a
BaseColor | bill.east@us.army.mil | 2012-10-26T09:46:00 | Requirement | Space | 1A13 | DAL - TILE - #D-1452 CYPRESS - SIZE 4"X 4" | n/a | n/a | n/a | n/a | Clinic_076-078_Finish Schedule | n/a
BaseMaterial | bill.east@us.army.mil | 2012-10-26T09:46:00 | Requirement | Space | 1A13 | MAT GLAZED TILE | n/a | n/a | n/a | n/a | Clinic_076-078_Finish Schedule | n/a
CeilingColor | bill.east@us.army.mil | 2012-10-26T09:46:00 | Requirement | Space | 1A13 | ARMSTRONG CEILING TILE - FINE FISSURED DURATEX; COLOR: WHITE; SERIES #1870; GRID 15/16" EXPOSED TEE GRID SYSTEM-WHITE; SIZE: 2'x2' | n/a | n/a | n/a | n/a | Clinic_076-078_Finish Schedule | n/a
CeilingMaterial | bill.east@us.army.mil | 2012-10-26T09:46:00 | Requirement | Space | 1A13 | ACOUSTICAL CEILING TILE | n/a | n/a | n/a | n/a | Clinic_076-078_Finish Schedule | n/a
FloorColor | bill.east@us.army.mil | 2012-10-26T09:46:00 | Requirement | Space | 1A13 | AMERICAN OLEAN #A-55 DOE SIZE: 2"x2" | n/a | n/a | n/a | n/a | Clinic_076-078_Finish Schedule | n/a
FloorMaterial | bill.east@us.army.mil | 2012-10-26T09:46:00 | Requirement | Space | 1A13 | CERAMIC TILE | n/a | n/a | n/a | n/a | Clinic_076-078_Finish Schedule | n/a
WallColor-East | bill.east@us.army.mil | 2012-10-26T09:46:00 | Requirement | Space | 1A13 | DAL - TILE - #D-1452 CYPRESS - SIZE 4"X 4" | n/a | n/a | n/a | n/a | Clinic_076-078_Finish Schedule | n/a
WallColor-North | bill.east@us.army.mil | 2012-10-26T09:46:00 | Requirement | Space | 1A13 | DAL - TILE - #D-1452 CYPRESS - SIZE 4"X 4" | n/a | n/a | n/a | n/a | Clinic_076-078_Finish Schedule | n/a
WallColor-South | bill.east@us.army.mil | 2012-10-26T09:46:00 | Requirement | Space | 1A13 | DAL - TILE - #D-1452 CYPRESS - SIZE 4"X 4" | n/a | n/a | n/a | n/a | Clinic_076-078_Finish Schedule | n/a
WallColor-West | bill.east@us.army.mil | 2012-10-26T09:46:00 | Requirement | Space | 1A13 | DAL - TILE - #D-1452 CYPRESS - SIZE 4"X 4" | n/a | n/a | n/a | n/a | Clinic_076-078_Finish Schedule | n/a
WallMaterial-East | bill.east@us.army.mil | 2012-10-26T09:46:00 | Requirement | Space | 1A13 | GYPSUM WALLBOARD WITH LIQUID GLAZED COATING | n/a | n/a | n/a | n/a | Clinic_076-078_Finish Schedule | n/a
WallMaterial-North | bill.east@us.army.mil | 2012-10-26T09:46:00 | Requirement | Space | 1A13 | MAT GLAZED TILE | n/a | n/a | n/a | n/a | Clinic_076-078_Finish Schedule | n/a
WallMaterial-South | bill.east@us.army.mil | 2012-10-26T09:46:00 | Requirement | Space | 1A13 | MAT GLAZED TILE | n/a | n/a | n/a | n/a | Clinic_076-078_Finish Schedule | n/a
WallMaterial-West | bill.east@us.army.mil | 2012-10-26T09:46:00 | Requirement | Space | 1A13 | MAT GLAZED TILE | n/a | n/a | n/a | n/a | Clinic_076-078_Finish Schedule | n/a
BaseColor | bill.east@us.army.mil | 2012-10-26T09:46:00 | Requirement | Space | 1A14 | ROPPE - 40 FAWN - 4" HIGH RUBBER COVE BASE | n/a | n/a | n/a | n/a | Clinic_076-078_Finish Schedule | n/a
BaseMaterial | bill.east@us.army.mil | 2012-10-26T09:46:00 | Requirement | Space | 1A14 | RUBBER BASE | n/a | n/a | n/a | n/a | Clinic_076-078_Finish Schedule | n/a
CeilingColor | bill.east@us.army.mil | 2012-10-26T09:46:00 | Requirement | Space | 1A14 | ARMSTRONG CEILING TILE - CIRRUS TEGULAR; COLOR: WHITE; SERIES #534 GRID-15/16" EXPOSED TEE GRID SYSTEM-WHITE; SIZE: 2'x2'x3/4" | n/a | n/a | n/a | n/a | Clinic_076-078_Finish Schedule | n/a
CeilingMaterial | bill.east@us.army.mil | 2012-10-26T09:46:00 | Requirement | Space | 1A14 | ACOUSTICAL CEILING TILE | n/a | n/a | n/a | n/a | Clinic_076-078_Finish Schedule | n/a
FloorColor | bill.east@us.army.mil | 2012-10-26T09:46:00 | Requirement | Space | 1A14 | INTERFACE - CARIBBEAN #3080 ANTIQUA | n/a | n/a | n/a | n/a | Clinic_076-078_Finish Schedule | n/a
FloorMaterial | bill.east@us.army.mil | 2012-10-26T09:46:00 | Requirement | Space | 1A14 | CARPET | n/a | n/a | n/a | n/a | Clinic_076-078_Finish Schedule | n/a
WallColor-East | bill.east@us.army.mil | 2012-10-26T09:46:00 | Requirement | Space | 1A14 | DEVOE # 2C20-4 ROSEMARY GRAY | n/a | n/a | n/a | n/a | Clinic_076-078_Finish Schedule | n/a
WallColor-North | bill.east@us.army.mil | 2012-10-26T09:46:00 | Requirement | Space | 1A14 | DAL - TILE - #D-1452 CYPRESS - SIZE 4"X 4" | n/a | n/a | n/a | n/a | Clinic_076-078_Finish Schedule | n/a
WallColor-South | bill.east@us.army.mil | 2012-10-26T09:46:00 | Requirement | Space | 1A14 | DAL - TILE - #D-1452 CYPRESS - SIZE 4"X 4" | n/a | n/a | n/a | n/a | Clinic_076-078_Finish Schedule | n/a
WallColor-West | bill.east@us.army.mil | 2012-10-26T09:46:00 | Requirement | Space | 1A14 | DEVOE # 2W18-2 PRARIE BUFF | n/a | n/a | n/a | n/a | Clinic_076-078_Finish Schedule | n/a
WallMaterial-East | bill.east@us.army.mil | 2012-10-26T09:46:00 | Requirement | Space | 1A14 | GYPSUM WALLBOARD WITH LIQUID GLAZED COATING | n/a | n/a | n/a | n/a | Clinic_076-078_Finish Schedule | n/a
WallMaterial-North | bill.east@us.army.mil | 2012-10-26T09:46:00 | Requirement | Space | 1A14 | GYPSUM WALLBOARD WITH PAINT | n/a | n/a | n/a | n/a | Clinic_076-078_Finish Schedule | n/a
WallMaterial-South | bill.east@us.army.mil | 2012-10-26T09:46:00 | Requirement | Space | 1A14 | n/a | n/a | n/a | n/a | n/a | Clinic_076-078_Finish Schedule | n/a
WallMaterial-West | bill.east@us.army.mil | 2012-10-26T09:46:00 | Requirement | Space | 1A14 | GYPSUM WALLBOARD WITH PAINT | n/a | n/a | n/a | n/a | Clinic_076-078_Finish Schedule | n/a
BaseColor | bill.east@us.army.mil | 2012-10-26T09:46:00 | Requirement | Space | 1A15 | ROPPE - 40 FAWN - 4" HIGH RUBBER COVE BASE | n/a | n/a | n/a | n/a | Clinic_076-078_Finish Schedule | n/a
BaseMaterial | bill.east@us.army.mil | 2012-10-26T09:46:00 | Requirement | Space | 1A15 | RUBBER BASE | n/a | n/a | n/a | n/a | Clinic_076-078_Finish Schedule | n/a
CeilingColor | bill.east@us.army.mil | 2012-10-26T09:46:00 | Requirement | Space | 1A15 | ARMSTRONG CEILING TILE - CIRRUS TEGULAR; COLOR: WHITE; SERIES #534 GRID-15/16" EXPOSED TEE GRID SYSTEM-WHITE; SIZE: 2'x2'x3/4" | n/a | n/a | n/a | n/a | Clinic_076-078_Finish Schedule | n/a
CeilingMaterial | bill.east@us.army.mil | 2012-10-26T09:46:00 | Requirement | Space | 1A15 | ACOUSTICAL CEILING TILE | n/a | n/a | n/a | n/a | Clinic_076-078_Finish Schedule | n/a
FloorColor | bill.east@us.army.mil | 2012-10-26T09:46:00 | Requirement | Space | 1A15 | INTERFACE - CARIBBEAN #3080 ANTIQUA | n/a | n/a | n/a | n/a | Clinic_076-078_Finish Schedule | n/a
FloorMaterial | bill.east@us.army.mil | 2012-10-26T09:46:00 | Requirement | Space | 1A15 | CARPET | n/a | n/a | n/a | n/a | Clinic_076-078_Finish Schedule | n/a
WallColor-East | bill.east@us.army.mil | 2012-10-26T09:46:00 | Requirement | Space | 1A15 | DEVOE # 2W18-2 PRARIE BUFF | n/a | n/a | n/a | n/a | Clinic_076-078_Finish Schedule | n/a
WallColor-North | bill.east@us.army.mil | 2012-10-26T09:46:00 | Requirement | Space | 1A15 | DAL - TILE - #D-1452 CYPRESS - SIZE 4"X 4" | n/a | n/a | n/a | n/a | Clinic_076-078_Finish Schedule | n/a
WallColor-South | bill.east@us.army.mil | 2012-10-26T09:46:00 | Requirement | Space | 1A15 | DAL - TILE - #D-1452 CYPRESS - SIZE 4"X 4" | n/a | n/a | n/a | n/a | Clinic_076-078_Finish Schedule | n/a
WallColor-West | bill.east@us.army.mil | 2012-10-26T09:46:00 | Requirement | Space | 1A15 | DEVOE # 2W18-2 PRARIE BUFF | n/a | n/a | n/a | n/a | Clinic_076-078_Finish Schedule | n/a
WallMaterial-East | bill.east@us.army.mil | 2012-10-26T09:46:00 | Requirement | Space | 1A15 | GYPSUM WALLBOARD WITH LIQUID GLAZED COATING | n/a | n/a | n/a | n/a | Clinic_076-078_Finish Schedule | n/a
WallMaterial-North | bill.east@us.army.mil | 2012-10-26T09:46:00 | Requirement | Space | 1A15 | GYPSUM WALLBOARD WITH PAINT | n/a | n/a | n/a | n/a | Clinic_076-078_Finish Schedule | n/a
WallMaterial-South | bill.east@us.army.mil | 2012-10-26T09:46:00 | Requirement | Space | 1A15 | n/a | n/a | n/a | n/a | n/a | Clinic_076-078_Finish Schedule | n/a
WallMaterial-West | bill.east@us.army.mil | 2012-10-26T09:46:00 | Requirement | Space | 1A15 | GYPSUM WALLBOARD WITH PAINT | n/a | n/a | n/a | n/a | Clinic_076-078_Finish Schedule | n/a
BaseColor | bill.east@us.army.mil | 2012-10-26T09:46:00 | Requirement | Space | 1A16 | ROPPE - 40 FAWN - 4" HIGH RUBBER COVE BASE | n/a | n/a | n/a | n/a | Clinic_076-078_Finish Schedule | n/a
BaseMaterial | bill.east@us.army.mil | 2012-10-26T09:46:00 | Requirement | Space | 1A16 | RUBBER BASE | n/a | n/a | n/a | n/a | Clinic_076-078_Finish Schedule | n/a
CeilingColor | bill.east@us.army.mil | 2012-10-26T09:46:00 | Requirement | Space | 1A16 | ARMSTRONG CEILING TILE - CIRRUS TEGULAR; COLOR: WHITE; SERIES #534 GRID-15/16" EXPOSED TEE GRID SYSTEM-WHITE; SIZE: 2'x2'x3/4" | n/a | n/a | n/a | n/a | Clinic_076-078_Finish Schedule | n/a
CeilingMaterial | bill.east@us.army.mil | 2012-10-26T09:46:00 | Requirement | Space | 1A16 | ACOUSTICAL CEILING TILE | n/a | n/a | n/a | n/a | Clinic_076-078_Finish Schedule | n/a
FloorColor | bill.east@us.army.mil | 2012-10-26T09:46:00 | Requirement | Space | 1A16 | VAMERICAN OLEAN #A-55 DOE SIZE: 2"x2" | n/a | n/a | n/a | n/a | Clinic_076-078_Finish Schedule | n/a
FloorMaterial | bill.east@us.army.mil | 2012-10-26T09:46:00 | Requirement | Space | 1A16 | VINYL COMPOSITION TILE | n/a | n/a | n/a | n/a | Clinic_076-078_Finish Schedule | n/a
WallColor-East | bill.east@us.army.mil | 2012-10-26T09:46:00 | Requirement | Space | 1A16 | DEVOE # 2W18-2 PRARIE BUFF | n/a | n/a | n/a | n/a | Clinic_076-078_Finish Schedule | n/a
WallColor-North | bill.east@us.army.mil | 2012-10-26T09:46:00 | Requirement | Space | 1A16 | DAL - TILE - #D-1452 CYPRESS - SIZE 4"X 4" | n/a | n/a | n/a | n/a | Clinic_076-078_Finish Schedule | n/a
WallColor-South | bill.east@us.army.mil | 2012-10-26T09:46:00 | Requirement | Space | 1A16 | DAL - TILE - #D-1452 CYPRESS - SIZE 4"X 4" | n/a | n/a | n/a | n/a | Clinic_076-078_Finish Schedule | n/a
WallColor-West | bill.east@us.army.mil | 2012-10-26T09:46:00 | Requirement | Space | 1A16 | DEVOE # 2W18-2 PRARIE BUFF | n/a | n/a | n/a | n/a | Clinic_076-078_Finish Schedule | n/a
WallMaterial-East | bill.east@us.army.mil | 2012-10-26T09:46:00 | Requirement | Space | 1A16 | GYPSUM WALLBOARD WITH LIQUID GLAZED COATING | n/a | n/a | n/a | n/a | Clinic_076-078_Finish Schedule | n/a
WallMaterial-North | bill.east@us.army.mil | 2012-10-26T09:46:00 | Requirement | Space | 1A16 | GYPSUM WALLBOARD WITH PAINT | n/a | n/a | n/a | n/a | Clinic_076-078_Finish Schedule | n/a
WallMaterial-South | bill.east@us.army.mil | 2012-10-26T09:46:00 | Requirement | Space | 1A16 | GYPSUM WALLBOARD WITH PAINT | n/a | n/a | n/a | n/a | Clinic_076-078_Finish Schedule | n/a
WallMaterial-West | bill.east@us.army.mil | 2012-10-26T09:46:00 | Requirement | Space | 1A16 | GYPSUM WALLBOARD WITH PAINT | n/a | n/a | n/a | n/a | Clinic_076-078_Finish Schedule | n/a
BaseColor | bill.east@us.army.mil | 2012-10-26T09:46:00 | Requirement | Space | 1AC1 | WOOD STAIN - SHERWIN WILLIAMS - BRIGHT CHERRY #SW3109-K | n/a | n/a | n/a | n/a | Clinic_076-078_Finish Schedule | n/a
BaseMaterial | bill.east@us.army.mil | 2012-10-26T09:46:00 | Requirement | Space | 1AC1 | WOOD | n/a | n/a | n/a | n/a | Clinic_076-078_Finish Schedule | n/a
CeilingColor | bill.east@us.army.mil | 2012-10-26T09:46:00 | Requirement | Space | 1AC1 | DEVOE # 2W18-2 PRARIE BUFF | n/a | n/a | n/a | n/a | Clinic_076-078_Finish Schedule | n/a
CeilingMaterial | bill.east@us.army.mil | 2012-10-26T09:46:00 | Requirement | Space | 1AC1 | GYPSUM WALLBOARD WITH PAINT | n/a | n/a | n/a | n/a | Clinic_076-078_Finish Schedule | n/a
FloorColor | bill.east@us.army.mil | 2012-10-26T09:46:00 | Requirement | Space | 1AC1 | INTERFACE - CARIBBEAN #3063 SEA TURTLE/VAMERICAN OLEAN #A-55 DOE SIZE: 2"x2",2 | n/a | n/a | n/a | n/a | Clinic_076-078_Finish Schedule | n/a
FloorMaterial | bill.east@us.army.mil | 2012-10-26T09:46:00 | Requirement | Space | 1AC1 | VINYL COMPOSITION TILE/CARPET | n/a | n/a | n/a | n/a | Clinic_076-078_Finish Schedule | n/a
WallColor-East | bill.east@us.army.mil | 2012-10-26T09:46:00 | Requirement | Space | 1AC1 | DEVOE # 2W18-2 PRARIE BUFF/WOOD STAIN - SHERWIN WILLIAMS - BRIGHT CHERRY #SW3109-K | n/a | n/a | n/a | n/a | Clinic_076-078_Finish Schedule | n/a
WallColor-North | bill.east@us.army.mil | 2012-10-26T09:46:00 | Requirement | Space | 1AC1 | DEVOE # 2W18-2 PRARIE BUFF/WOOD STAIN - SHERWIN WILLIAMS - BRIGHT CHERRY #SW3109-K | n/a | n/a | n/a | n/a | Clinic_076-078_Finish Schedule | n/a
WallColor-South | bill.east@us.army.mil | 2012-10-26T09:46:00 | Requirement | Space | 1AC1 | DEVOE # 2W18-2 PRARIE BUFF/WOOD STAIN - SHERWIN WILLIAMS - BRIGHT CHERRY #SW3109-K | n/a | n/a | n/a | n/a | Clinic_076-078_Finish Schedule | n/a
WallColor-West | bill.east@us.army.mil | 2012-10-26T09:46:00 | Requirement | Space | 1AC1 | DEVOE # 2W18-2 PRARIE BUFF/WOOD STAIN - SHERWIN WILLIAMS - BRIGHT CHERRY #SW3109-K | n/a | n/a | n/a | n/a | Clinic_076-078_Finish Schedule | n/a
WallMaterial-East | bill.east@us.army.mil | 2012-10-26T09:46:00 | Requirement | Space | 1AC1 | GYPSUM WALLBOARD WITH PAINT/WD | n/a | n/a | n/a | n/a | Clinic_076-078_Finish Schedule | n/a
WallMaterial-North | bill.east@us.army.mil | 2012-10-26T09:46:00 | Requirement | Space | 1AC1 | GYPSUM WALLBOARD WITH PAINT/WD | n/a | n/a | n/a | n/a | Clinic_076-078_Finish Schedule | n/a
WallMaterial-South | bill.east@us.army.mil | 2012-10-26T09:46:00 | Requirement | Space | 1AC1 | GYPSUM WALLBOARD WITH PAINT/WD | n/a | n/a | n/a | n/a | Clinic_076-078_Finish Schedule | n/a
WallMaterial-West | bill.east@us.army.mil | 2012-10-26T09:46:00 | Requirement | Space | 1AC1 | GYPSUM WALLBOARD WITH PAINT/WD | n/a | n/a | n/a | n/a | Clinic_076-078_Finish Schedule | n/a
BaseColor | bill.east@us.army.mil | 2012-10-26T09:46:00 | Requirement | Space | 1AC2 | WOOD STAIN - SHERWIN WILLIAMS - BRIGHT CHERRY #SW3109-K | n/a | n/a | n/a | n/a | Clinic_076-078_Finish Schedule | n/a
BaseMaterial | bill.east@us.army.mil | 2012-10-26T09:46:00 | Requirement | Space | 1AC2 | CARPET | n/a | n/a | n/a | n/a | Clinic_076-078_Finish Schedule | n/a
CeilingColor | bill.east@us.army.mil | 2012-10-26T09:46:00 | Requirement | Space | 1AC2 | ARMSTRONG CEILING TILE - CIRRUS TEGULAR; COLOR: WHITE; SERIES #534 GRID-15/16" EXPOSED TEE GRID SYSTEM-WHITE; SIZE: 2'x2'x3/4"/DEVOE # 2W18-2 PRARIE BUFF | n/a | n/a | n/a | n/a | Clinic_076-078_Finish Schedule | n/a
CeilingMaterial | bill.east@us.army.mil | 2012-10-26T09:46:00 | Requirement | Space | 1AC2 | ACOUSTICAL CEILING TILE | n/a | n/a | n/a | n/a | Clinic_076-078_Finish Schedule | n/a
FloorColor | bill.east@us.army.mil | 2012-10-26T09:46:00 | Requirement | Space | 1AC2 | VAMERICAN OLEAN #A-55 DOE SIZE: 2"x2",2 | n/a | n/a | n/a | n/a | Clinic_076-078_Finish Schedule | n/a
FloorMaterial | bill.east@us.army.mil | 2012-10-26T09:46:00 | Requirement | Space | 1AC2 | VINYL COMPOSITION TILE | n/a | n/a | n/a | n/a | Clinic_076-078_Finish Schedule | n/a
WallColor-East | bill.east@us.army.mil | 2012-10-26T09:46:00 | Requirement | Space | 1AC2 | DEVOE # 2W18-2 PRARIE BUFF | n/a | n/a | n/a | n/a | Clinic_076-078_Finish Schedule | n/a
WallColor-North | bill.east@us.army.mil | 2012-10-26T09:46:00 | Requirement | Space | 1AC2 | DAL - TILE - #D-1452 CYPRESS - SIZE 4"X 4" | n/a | n/a | n/a | n/a | Clinic_076-078_Finish Schedule | n/a
WallColor-South | bill.east@us.army.mil | 2012-10-26T09:46:00 | Requirement | Space | 1AC2 | DAL - TILE - #D-1452 CYPRESS - SIZE 4"X 4" | n/a | n/a | n/a | n/a | Clinic_076-078_Finish Schedule | n/a
WallColor-West | bill.east@us.army.mil | 2012-10-26T09:46:00 | Requirement | Space | 1AC2 | DEVOE # 2W18-2 PRARIE BUFF | n/a | n/a | n/a | n/a | Clinic_076-078_Finish Schedule | n/a
WallMaterial-East | bill.east@us.army.mil | 2012-10-26T09:46:00 | Requirement | Space | 1AC2 | GYPSUM WALLBOARD WITH LIQUID GLAZED COATING | n/a | n/a | n/a | n/a | Clinic_076-078_Finish Schedule | n/a
WallMaterial-North | bill.east@us.army.mil | 2012-10-26T09:46:00 | Requirement | Space | 1AC2 | GYPSUM WALLBOARD WITH PAINT | n/a | n/a | n/a | n/a | Clinic_076-078_Finish Schedule | n/a
WallMaterial-South | bill.east@us.army.mil | 2012-10-26T09:46:00 | Requirement | Space | 1AC2 | GYPSUM WALLBOARD WITH PAINT | n/a | n/a | n/a | n/a | Clinic_076-078_Finish Schedule | n/a
WallMaterial-West | bill.east@us.army.mil | 2012-10-26T09:46:00 | Requirement | Space | 1AC2 | GYPSUM WALLBOARD WITH PAINT | n/a | n/a | n/a | n/a | Clinic_076-078_Finish Schedule | n/a
BaseColor | bill.east@us.army.mil | 2012-10-26T09:46:00 | Requirement | Space | 1AC3 | ROPPE - 40 FAWN - 4" HIGH RUBBER COVE BASE | n/a | n/a | n/a | n/a | Clinic_076-078_Finish Schedule | n/a
BaseMaterial | bill.east@us.army.mil | 2012-10-26T09:46:00 | Requirement | Space | 1AC3 | RUBBER BASE | n/a | n/a | n/a | n/a | Clinic_076-078_Finish Schedule | n/a
CeilingColor | bill.east@us.army.mil | 2012-10-26T09:46:00 | Requirement | Space | 1AC3 | ARMSTRONG CEILING TILE - CIRRUS TEGULAR; COLOR: WHITE; SERIES #534 GRID-15/16" EXPOSED TEE GRID SYSTEM-WHITE; SIZE: 2'x2'x3/4" | n/a | n/a | n/a | n/a | Clinic_076-078_Finish Schedule | n/a
CeilingMaterial | bill.east@us.army.mil | 2012-10-26T09:46:00 | Requirement | Space | 1AC3 | ACOUSTICAL CEILING TILE | n/a | n/a | n/a | n/a | Clinic_076-078_Finish Schedule | n/a
FloorColor | bill.east@us.army.mil | 2012-10-26T09:46:00 | Requirement | Space | 1AC3 | VAMERICAN OLEAN #A-55 DOE SIZE: 2"x2",2 | n/a | n/a | n/a | n/a | Clinic_076-078_Finish Schedule | n/a
FloorMaterial | bill.east@us.army.mil | 2012-10-26T09:46:00 | Requirement | Space | 1AC3 | VINYL COMPOSITION TILE | n/a | n/a | n/a | n/a | Clinic_076-078_Finish Schedule | n/a
WallColor-East | bill.east@us.army.mil | 2012-10-26T09:46:00 | Requirement | Space | 1AC3 | DEVOE # 2W18-2 PRARIE BUFF | n/a | n/a | n/a | n/a | Clinic_076-078_Finish Schedule | n/a
WallColor-North | bill.east@us.army.mil | 2012-10-26T09:46:00 | Requirement | Space | 1AC3 | DAL - TILE - #D-1452 CYPRESS - SIZE 4"X 4" | n/a | n/a | n/a | n/a | Clinic_076-078_Finish Schedule | n/a
WallColor-South | bill.east@us.army.mil | 2012-10-26T09:46:00 | Requirement | Space | 1AC3 | DAL - TILE - #D-1452 CYPRESS - SIZE 4"X 4" | n/a | n/a | n/a | n/a | Clinic_076-078_Finish Schedule | n/a
WallColor-West | bill.east@us.army.mil | 2012-10-26T09:46:00 | Requirement | Space | 1AC3 | DEVOE # 2W18-2 PRARIE BUFF | n/a | n/a | n/a | n/a | Clinic_076-078_Finish Schedule | n/a
WallMaterial-East | bill.east@us.army.mil | 2012-10-26T09:46:00 | Requirement | Space | 1AC3 | GYPSUM WALLBOARD WITH LIQUID GLAZED COATING | n/a | n/a | n/a | n/a | Clinic_076-078_Finish Schedule | n/a
WallMaterial-North | bill.east@us.army.mil | 2012-10-26T09:46:00 | Requirement | Space | 1AC3 | GYPSUM WALLBOARD WITH PAINT | n/a | n/a | n/a | n/a | Clinic_076-078_Finish Schedule | n/a
WallMaterial-South | bill.east@us.army.mil | 2012-10-26T09:46:00 | Requirement | Space | 1AC3 | GYPSUM WALLBOARD WITH PAINT | n/a | n/a | n/a | n/a | Clinic_076-078_Finish Schedule | n/a
WallMaterial-West | bill.east@us.army.mil | 2012-10-26T09:46:00 | Requirement | Space | 1AC3 | GYPSUM WALLBOARD WITH PAINT | n/a | n/a | n/a | n/a | Clinic_076-078_Finish Schedule | n/a
BaseColor | bill.east@us.army.mil | 2012-10-26T09:46:00 | Requirement | Space | 1AC4 | ROPPE - 40 FAWN - 4" HIGH RUBBER COVE BASE | n/a | n/a | n/a | n/a | Clinic_076-078_Finish Schedule | n/a
BaseMaterial | bill.east@us.army.mil | 2012-10-26T09:46:00 | Requirement | Space | 1AC4 | RUBBER BASE | n/a | n/a | n/a | n/a | Clinic_076-078_Finish Schedule | n/a
CeilingColor | bill.east@us.army.mil | 2012-10-26T09:46:00 | Requirement | Space | 1AC4 | ARMSTRONG CEILING TILE - CIRRUS TEGULAR; COLOR: WHITE; SERIES #534 GRID-15/16" EXPOSED TEE GRID SYSTEM-WHITE; SIZE: 2'x2'x3/4" | n/a | n/a | n/a | n/a | Clinic_076-078_Finish Schedule | n/a
CeilingMaterial | bill.east@us.army.mil | 2012-10-26T09:46:00 | Requirement | Space | 1AC4 | ACOUSTICAL CEILING TILE | n/a | n/a | n/a | n/a | Clinic_076-078_Finish Schedule | n/a
FloorColor | bill.east@us.army.mil | 2012-10-26T09:46:00 | Requirement | Space | 1AC4 | VAMERICAN OLEAN #A-55 DOE SIZE: 2"x2" | n/a | n/a | n/a | n/a | Clinic_076-078_Finish Schedule | n/a
FloorMaterial | bill.east@us.army.mil | 2012-10-26T09:46:00 | Requirement | Space | 1AC4 | VINYL COMPOSITION TILE | n/a | n/a | n/a | n/a | Clinic_076-078_Finish Schedule | n/a
WallColor-East | bill.east@us.army.mil | 2012-10-26T09:46:00 | Requirement | Space | 1AC4 | DEVOE # 2W18-2 PRARIE BUFF | n/a | n/a | n/a | n/a | Clinic_076-078_Finish Schedule | n/a
WallColor-North | bill.east@us.army.mil | 2012-10-26T09:46:00 | Requirement | Space | 1AC4 | DAL - TILE - #D-1452 CYPRESS - SIZE 4"X 4" | n/a | n/a | n/a | n/a | Clinic_076-078_Finish Schedule | n/a
WallColor-South | bill.east@us.army.mil | 2012-10-26T09:46:00 | Requirement | Space | 1AC4 | DAL - TILE - #D-1452 CYPRESS - SIZE 4"X 4" | n/a | n/a | n/a | n/a | Clinic_076-078_Finish Schedule | n/a
WallColor-West | bill.east@us.army.mil | 2012-10-26T09:46:00 | Requirement | Space | 1AC4 | DEVOE # 2W18-2 PRARIE BUFF | n/a | n/a | n/a | n/a | Clinic_076-078_Finish Schedule | n/a
WallMaterial-East | bill.east@us.army.mil | 2012-10-26T09:46:00 | Requirement | Space | 1AC4 | GYPSUM WALLBOARD WITH LIQUID GLAZED COATING | n/a | n/a | n/a | n/a | Clinic_076-078_Finish Schedule | n/a
WallMaterial-North | bill.east@us.army.mil | 2012-10-26T09:46:00 | Requirement | Space | 1AC4 | GYPSUM WALLBOARD WITH PAINT | n/a | n/a | n/a | n/a | Clinic_076-078_Finish Schedule | n/a
WallMaterial-South | bill.east@us.army.mil | 2012-10-26T09:46:00 | Requirement | Space | 1AC4 | GYPSUM WALLBOARD WITH PAINT | n/a | n/a | n/a | n/a | Clinic_076-078_Finish Schedule | n/a
WallMaterial-West | bill.east@us.army.mil | 2012-10-26T09:46:00 | Requirement | Space | 1AC4 | GYPSUM WALLBOARD WITH PAINT | n/a | n/a | n/a | n/a | Clinic_076-078_Finish Schedule | n/a
BaseColor | bill.east@us.army.mil | 2012-10-26T09:46:00 | Requirement | Space | 1AC5 | ROPPE - 40 FAWN - 4" HIGH RUBBER COVE BASE | n/a | n/a | n/a | n/a | Clinic_076-078_Finish Schedule | n/a
BaseMaterial | bill.east@us.army.mil | 2012-10-26T09:46:00 | Requirement | Space | 1AC5 | RUBBER BASE | n/a | n/a | n/a | n/a | Clinic_076-078_Finish Schedule | n/a
CeilingColor | bill.east@us.army.mil | 2012-10-26T09:46:00 | Requirement | Space | 1AC5 | ARMSTRONG CEILING TILE - CIRRUS TEGULAR; COLOR: WHITE; SERIES #534 GRID-15/16" EXPOSED TEE GRID SYSTEM-WHITE; SIZE: 2'x2'x3/4" | n/a | n/a | n/a | n/a | Clinic_076-078_Finish Schedule | n/a
CeilingMaterial | bill.east@us.army.mil | 2012-10-26T09:46:00 | Requirement | Space | 1AC5 | ACOUSTICAL CEILING TILE | n/a | n/a | n/a | n/a | Clinic_076-078_Finish Schedule | n/a
FloorColor | bill.east@us.army.mil | 2012-10-26T09:46:00 | Requirement | Space | 1AC5 | INTERFACE - CARIBBEAN #3080 ANTIQUA | n/a | n/a | n/a | n/a | Clinic_076-078_Finish Schedule | n/a
FloorMaterial | bill.east@us.army.mil | 2012-10-26T09:46:00 | Requirement | Space | 1AC5 | CARPET | n/a | n/a | n/a | n/a | Clinic_076-078_Finish Schedule | n/a
WallColor-East | bill.east@us.army.mil | 2012-10-26T09:46:00 | Requirement | Space | 1AC5 | DEVOE # 2W18-2 PRARIE BUFF | n/a | n/a | n/a | n/a | Clinic_076-078_Finish Schedule | n/a
WallColor-North | bill.east@us.army.mil | 2012-10-26T09:46:00 | Requirement | Space | 1AC5 | DAL - TILE - #D-1452 CYPRESS - SIZE 4"X 4" | n/a | n/a | n/a | n/a | Clinic_076-078_Finish Schedule | n/a
WallColor-South | bill.east@us.army.mil | 2012-10-26T09:46:00 | Requirement | Space | 1AC5 | DAL - TILE - #D-1452 CYPRESS - SIZE 4"X 4" | n/a | n/a | n/a | n/a | Clinic_076-078_Finish Schedule | n/a
WallColor-West | bill.east@us.army.mil | 2012-10-26T09:46:00 | Requirement | Space | 1AC5 | DEVOE # 2W18-2 PRARIE BUFF | n/a | n/a | n/a | n/a | Clinic_076-078_Finish Schedule | n/a
WallMaterial-East | bill.east@us.army.mil | 2012-10-26T09:46:00 | Requirement | Space | 1AC5 | GYPSUM WALLBOARD WITH LIQUID GLAZED COATING | n/a | n/a | n/a | n/a | Clinic_076-078_Finish Schedule | n/a
WallMaterial-North | bill.east@us.army.mil | 2012-10-26T09:46:00 | Requirement | Space | 1AC5 | GYPSUM WALLBOARD WITH PAINT | n/a | n/a | n/a | n/a | Clinic_076-078_Finish Schedule | n/a
WallMaterial-South | bill.east@us.army.mil | 2012-10-26T09:46:00 | Requirement | Space | 1AC5 | GYPSUM WALLBOARD WITH PAINT | n/a | n/a | n/a | n/a | Clinic_076-078_Finish Schedule | n/a
WallMaterial-West | bill.east@us.army.mil | 2012-10-26T09:46:00 | Requirement | Space | 1AC5 | GYPSUM WALLBOARD WITH PAINT | n/a | n/a | n/a | n/a | Clinic_076-078_Finish Schedule | n/a
BaseColor | bill.east@us.army.mil | 2012-10-26T09:46:00 | Requirement | Space | 1AS1 | WOOD STAIN - SHERWIN WILLIAMS - BRIGHT CHERRY #SW3109-K | n/a | n/a | n/a | n/a | Clinic_076-078_Finish Schedule | n/a
BaseMaterial | bill.east@us.army.mil | 2012-10-26T09:46:00 | Requirement | Space | 1AS1 | WOOD | n/a | n/a | n/a | n/a | Clinic_076-078_Finish Schedule | n/a
CeilingColor | bill.east@us.army.mil | 2012-10-26T09:46:00 | Requirement | Space | 1AS1 | DEVOE # 2W18-2 PRARIE BUFF | n/a | n/a | n/a | n/a | Clinic_076-078_Finish Schedule | n/a
CeilingMaterial | bill.east@us.army.mil | 2012-10-26T09:46:00 | Requirement | Space | 1AS1 | GYPSUM WALLBOARD WITH PAINT | n/a | n/a | n/a | n/a | Clinic_076-078_Finish Schedule | n/a
FloorColor | bill.east@us.army.mil | 2012-10-26T09:46:00 | Requirement | Space | 1AS1 | VAMERICAN OLEAN #A-55 DOE SIZE: 2"x2" | n/a | n/a | n/a | n/a | Clinic_076-078_Finish Schedule | n/a
FloorMaterial | bill.east@us.army.mil | 2012-10-26T09:46:00 | Requirement | Space | 1AS1 | VINYL COMPOSITION TILE | n/a | n/a | n/a | n/a | Clinic_076-078_Finish Schedule | n/a
WallColor-East | bill.east@us.army.mil | 2012-10-26T09:46:00 | Requirement | Space | 1AS1 | DEVOE # 2W18-2 PRARIE BUFF | n/a | n/a | n/a | n/a | Clinic_076-078_Finish Schedule | n/a
WallColor-North | bill.east@us.army.mil | 2012-10-26T09:46:00 | Requirement | Space | 1AS1 | DAL - TILE - #D-1452 CYPRESS - SIZE 4"X 4" | n/a | n/a | n/a | n/a | Clinic_076-078_Finish Schedule | n/a
WallColor-South | bill.east@us.army.mil | 2012-10-26T09:46:00 | Requirement | Space | 1AS1 | DAL - TILE - #D-1452 CYPRESS - SIZE 4"X 4" | n/a | n/a | n/a | n/a | Clinic_076-078_Finish Schedule | n/a
WallColor-West | bill.east@us.army.mil | 2012-10-26T09:46:00 | Requirement | Space | 1AS1 | DEVOE # 2W18-2 PRARIE BUFF | n/a | n/a | n/a | n/a | Clinic_076-078_Finish Schedule | n/a
WallMaterial-East | bill.east@us.army.mil | 2012-10-26T09:46:00 | Requirement | Space | 1AS1 | GYPSUM WALLBOARD WITH LIQUID GLAZED COATING | n/a | n/a | n/a | n/a | Clinic_076-078_Finish Schedule | n/a
WallMaterial-North | bill.east@us.army.mil | 2012-10-26T09:46:00 | Requirement | Space | 1AS1 | GYPSUM WALLBOARD WITH PAINT | n/a | n/a | n/a | n/a | Clinic_076-078_Finish Schedule | n/a
WallMaterial-South | bill.east@us.army.mil | 2012-10-26T09:46:00 | Requirement | Space | 1AS1 | GYPSUM WALLBOARD WITH PAINT | n/a | n/a | n/a | n/a | Clinic_076-078_Finish Schedule | n/a
WallMaterial-West | bill.east@us.army.mil | 2012-10-26T09:46:00 | Requirement | Space | 1AS1 | GYPSUM WALLBOARD WITH PAINT | n/a | n/a | n/a | n/a | Clinic_076-078_Finish Schedule | n/a
BaseColor | bill.east@us.army.mil | 2012-10-26T09:46:00 | Requirement | Space | 1B01 | ROPPE - 40 FAWN - 4" HIGH RUBBER COVE BASE | n/a | n/a | n/a | n/a | Clinic_076-078_Finish Schedule | n/a
BaseMaterial | bill.east@us.army.mil | 2012-10-26T09:46:00 | Requirement | Space | 1B01 | RUBBER BASE | n/a | n/a | n/a | n/a | Clinic_076-078_Finish Schedule | n/a
CeilingColor | bill.east@us.army.mil | 2012-10-26T09:46:00 | Requirement | Space | 1B01 | ARMSTRONG CEILING TILE - CIRRUS TEGULAR; COLOR: WHITE; SERIES #534 GRID-15/16" EXPOSED TEE GRID SYSTEM-WHITE; SIZE: 2'x2'x3/4" | n/a | n/a | n/a | n/a | Clinic_076-078_Finish Schedule | n/a
CeilingMaterial | bill.east@us.army.mil | 2012-10-26T09:46:00 | Requirement | Space | 1B01 | ACOUSTICAL CEILING TILE | n/a | n/a | n/a | n/a | Clinic_076-078_Finish Schedule | n/a
FloorColor | bill.east@us.army.mil | 2012-10-26T09:46:00 | Requirement | Space | 1B01 | INTERFACE - CARIBBEAN #3063 SEA TURTLE | n/a | n/a | n/a | n/a | Clinic_076-078_Finish Schedule | n/a
FloorMaterial | bill.east@us.army.mil | 2012-10-26T09:46:00 | Requirement | Space | 1B01 | CARPET | n/a | n/a | n/a | n/a | Clinic_076-078_Finish Schedule | n/a
WallColor-East | bill.east@us.army.mil | 2012-10-26T09:46:00 | Requirement | Space | 1B01 | DEVOE # 2W18-2 PRARIE BUFF | n/a | n/a | n/a | n/a | Clinic_076-078_Finish Schedule | n/a
WallColor-North | bill.east@us.army.mil | 2012-10-26T09:46:00 | Requirement | Space | 1B01 | DAL - TILE - #D-1452 CYPRESS - SIZE 4"X 4" | n/a | n/a | n/a | n/a | Clinic_076-078_Finish Schedule | n/a
WallColor-South | bill.east@us.army.mil | 2012-10-26T09:46:00 | Requirement | Space | 1B01 | DAL - TILE - #D-1452 CYPRESS - SIZE 4"X 4" | n/a | n/a | n/a | n/a | Clinic_076-078_Finish Schedule | n/a
WallColor-West | bill.east@us.army.mil | 2012-10-26T09:46:00 | Requirement | Space | 1B01 | DEVOE # 2C20-4 ROSEMARY GRAY | n/a | n/a | n/a | n/a | Clinic_076-078_Finish Schedule | n/a
WallMaterial-East | bill.east@us.army.mil | 2012-10-26T09:46:00 | Requirement | Space | 1B01 | GYPSUM WALLBOARD WITH LIQUID GLAZED COATING | n/a | n/a | n/a | n/a | Clinic_076-078_Finish Schedule | n/a
WallMaterial-North | bill.east@us.army.mil | 2012-10-26T09:46:00 | Requirement | Space | 1B01 | GYPSUM WALLBOARD WITH PAINT | n/a | n/a | n/a | n/a | Clinic_076-078_Finish Schedule | n/a
WallMaterial-South | bill.east@us.army.mil | 2012-10-26T09:46:00 | Requirement | Space | 1B01 | GYPSUM WALLBOARD WITH PAINT | n/a | n/a | n/a | n/a | Clinic_076-078_Finish Schedule | n/a
WallMaterial-West | bill.east@us.army.mil | 2012-10-26T09:46:00 | Requirement | Space | 1B01 | GYPSUM WALLBOARD WITH PAINT | n/a | n/a | n/a | n/a | Clinic_076-078_Finish Schedule | n/a
BaseColor | bill.east@us.army.mil | 2012-10-26T09:46:00 | Requirement | Space | 1B02 | DAL - TILE - #D-1452 CYPRESS - SIZE 4"X 4" | n/a | n/a | n/a | n/a | Clinic_076-078_Finish Schedule | n/a
BaseMaterial | bill.east@us.army.mil | 2012-10-26T09:46:00 | Requirement | Space | 1B02 | MAT GLAZED TILE | n/a | n/a | n/a | n/a | Clinic_076-078_Finish Schedule | n/a
CeilingColor | bill.east@us.army.mil | 2012-10-26T09:46:00 | Requirement | Space | 1B02 | ARMSTRONG CEILING TILE - FINE FISSURED DURATEX; COLOR: WHITE; SERIES #1870; GRID 15/16" EXPOSED TEE GRID SYSTEM-WHITE; SIZE: 2'x2' | n/a | n/a | n/a | n/a | Clinic_076-078_Finish Schedule | n/a
CeilingMaterial | bill.east@us.army.mil | 2012-10-26T09:46:00 | Requirement | Space | 1B02 | ACOUSTICAL CEILING TILE | n/a | n/a | n/a | n/a | Clinic_076-078_Finish Schedule | n/a
FloorColor | bill.east@us.army.mil | 2012-10-26T09:46:00 | Requirement | Space | 1B02 | AMERICAN OLEAN #A-55 DOE SIZE: 2"x2" | n/a | n/a | n/a | n/a | Clinic_076-078_Finish Schedule | n/a
FloorMaterial | bill.east@us.army.mil | 2012-10-26T09:46:00 | Requirement | Space | 1B02 | CERAMIC TILE | n/a | n/a | n/a | n/a | Clinic_076-078_Finish Schedule | n/a
WallColor-East | bill.east@us.army.mil | 2012-10-26T09:46:00 | Requirement | Space | 1B02 | DAL - TILE - #D-1452 CYPRESS - SIZE 4"X 4" | n/a | n/a | n/a | n/a | Clinic_076-078_Finish Schedule | n/a
WallColor-North | bill.east@us.army.mil | 2012-10-26T09:46:00 | Requirement | Space | 1B02 | DAL - TILE - #D-1452 CYPRESS - SIZE 4"X 4" | n/a | n/a | n/a | n/a | Clinic_076-078_Finish Schedule | n/a
WallColor-South | bill.east@us.army.mil | 2012-10-26T09:46:00 | Requirement | Space | 1B02 | DAL - TILE - #D-1452 CYPRESS - SIZE 4"X 4" | n/a | n/a | n/a | n/a | Clinic_076-078_Finish Schedule | n/a
WallColor-West | bill.east@us.army.mil | 2012-10-26T09:46:00 | Requirement | Space | 1B02 | DAL - TILE - #D-1452 CYPRESS - SIZE 4"X 4" | n/a | n/a | n/a | n/a | Clinic_076-078_Finish Schedule | n/a
WallMaterial-East | bill.east@us.army.mil | 2012-10-26T09:46:00 | Requirement | Space | 1B02 | GYPSUM WALLBOARD WITH LIQUID GLAZED COATING | n/a | n/a | n/a | n/a | Clinic_076-078_Finish Schedule | n/a
WallMaterial-North | bill.east@us.army.mil | 2012-10-26T09:46:00 | Requirement | Space | 1B02 | MAT GLAZED TILE | n/a | n/a | n/a | n/a | Clinic_076-078_Finish Schedule | n/a
WallMaterial-South | bill.east@us.army.mil | 2012-10-26T09:46:00 | Requirement | Space | 1B02 | MAT GLAZED TILE | n/a | n/a | n/a | n/a | Clinic_076-078_Finish Schedule | n/a
WallMaterial-West | bill.east@us.army.mil | 2012-10-26T09:46:00 | Requirement | Space | 1B02 | MAT GLAZED TILE | n/a | n/a | n/a | n/a | Clinic_076-078_Finish Schedule | n/a
BaseColor | bill.east@us.army.mil | 2012-10-26T09:46:00 | Requirement | Space | 1B03 | ROPPE - 40 FAWN - 4" HIGH RUBBER COVE BASE | n/a | n/a | n/a | n/a | Clinic_076-078_Finish Schedule | n/a
BaseMaterial | bill.east@us.army.mil | 2012-10-26T09:46:00 | Requirement | Space | 1B03 | RUBBER BASE | n/a | n/a | n/a | n/a | Clinic_076-078_Finish Schedule | n/a
CeilingColor | bill.east@us.army.mil | 2012-10-26T09:46:00 | Requirement | Space | 1B03 | ARMSTRONG CEILING TILE - CIRRUS TEGULAR; COLOR: WHITE; SERIES #534 GRID-15/16" EXPOSED TEE GRID SYSTEM-WHITE; SIZE: 2'x2'x3/4" | n/a | n/a | n/a | n/a | Clinic_076-078_Finish Schedule | n/a
CeilingMaterial | bill.east@us.army.mil | 2012-10-26T09:46:00 | Requirement | Space | 1B03 | ACOUSTICAL CEILING TILE | n/a | n/a | n/a | n/a | Clinic_076-078_Finish Schedule | n/a
FloorColor | bill.east@us.army.mil | 2012-10-26T09:46:00 | Requirement | Space | 1B03 | VAMERICAN OLEAN #A-55 DOE SIZE: 2"x2" | n/a | n/a | n/a | n/a | Clinic_076-078_Finish Schedule | n/a
FloorMaterial | bill.east@us.army.mil | 2012-10-26T09:46:00 | Requirement | Space | 1B03 | VINYL COMPOSITION TILE | n/a | n/a | n/a | n/a | Clinic_076-078_Finish Schedule | n/a
WallColor-East | bill.east@us.army.mil | 2012-10-26T09:46:00 | Requirement | Space | 1B03 | DEVOE # 2W18-2 PRARIE BUFF | n/a | n/a | n/a | n/a | Clinic_076-078_Finish Schedule | n/a
WallColor-North | bill.east@us.army.mil | 2012-10-26T09:46:00 | Requirement | Space | 1B03 | DAL - TILE - #D-1452 CYPRESS - SIZE 4"X 4" | n/a | n/a | n/a | n/a | Clinic_076-078_Finish Schedule | n/a
WallColor-South | bill.east@us.army.mil | 2012-10-26T09:46:00 | Requirement | Space | 1B03 | DAL - TILE - #D-1452 CYPRESS - SIZE 4"X 4" | n/a | n/a | n/a | n/a | Clinic_076-078_Finish Schedule | n/a
WallColor-West | bill.east@us.army.mil | 2012-10-26T09:46:00 | Requirement | Space | 1B03 | DEVOE # 2W18-2 PRARIE BUFF | n/a | n/a | n/a | n/a | Clinic_076-078_Finish Schedule | n/a
WallMaterial-East | bill.east@us.army.mil | 2012-10-26T09:46:00 | Requirement | Space | 1B03 | GYPSUM WALLBOARD WITH LIQUID GLAZED COATING | n/a | n/a | n/a | n/a | Clinic_076-078_Finish Schedule | n/a
WallMaterial-North | bill.east@us.army.mil | 2012-10-26T09:46:00 | Requirement | Space | 1B03 | GYPSUM WALLBOARD WITH PAINT | n/a | n/a | n/a | n/a | Clinic_076-078_Finish Schedule | n/a
WallMaterial-South | bill.east@us.army.mil | 2012-10-26T09:46:00 | Requirement | Space | 1B03 | GYPSUM WALLBOARD WITH PAINT | n/a | n/a | n/a | n/a | Clinic_076-078_Finish Schedule | n/a
WallMaterial-West | bill.east@us.army.mil | 2012-10-26T09:46:00 | Requirement | Space | 1B03 | GYPSUM WALLBOARD WITH PAINT | n/a | n/a | n/a | n/a | Clinic_076-078_Finish Schedule | n/a
BaseColor | bill.east@us.army.mil | 2012-10-26T09:46:00 | Requirement | Space | 1B04 | ROPPE - 40 FAWN - 4" HIGH RUBBER COVE BASE | n/a | n/a | n/a | n/a | Clinic_076-078_Finish Schedule | n/a
BaseMaterial | bill.east@us.army.mil | 2012-10-26T09:46:00 | Requirement | Space | 1B04 | RUBBER BASE | n/a | n/a | n/a | n/a | Clinic_076-078_Finish Schedule | n/a
CeilingColor | bill.east@us.army.mil | 2012-10-26T09:46:00 | Requirement | Space | 1B04 | ARMSTRONG CEILING TILE - FINE FISSURED DURATEX; COLOR: WHITE; SERIES #1870; GRID 15/16" EXPOSED TEE GRID SYSTEM-WHITE; SIZE: 2'x2' | n/a | n/a | n/a | n/a | Clinic_076-078_Finish Schedule | n/a
CeilingMaterial | bill.east@us.army.mil | 2012-10-26T09:46:00 | Requirement | Space | 1B04 | ACOUSTICAL CEILING TILE | n/a | n/a | n/a | n/a | Clinic_076-078_Finish Schedule | n/a
FloorColor | bill.east@us.army.mil | 2012-10-26T09:46:00 | Requirement | Space | 1B04 | VAMERICAN OLEAN #A-55 DOE SIZE: 2"x2" | n/a | n/a | n/a | n/a | Clinic_076-078_Finish Schedule | n/a
FloorMaterial | bill.east@us.army.mil | 2012-10-26T09:46:00 | Requirement | Space | 1B04 | VINYL COMPOSITION TILE | n/a | n/a | n/a | n/a | Clinic_076-078_Finish Schedule | n/a
WallColor-East | bill.east@us.army.mil | 2012-10-26T09:46:00 | Requirement | Space | 1B04 | DEVOE # 2W18-2 PRARIE BUFF | n/a | n/a | n/a | n/a | Clinic_076-078_Finish Schedule | n/a
WallColor-North | bill.east@us.army.mil | 2012-10-26T09:46:00 | Requirement | Space | 1B04 | DAL - TILE - #D-1452 CYPRESS - SIZE 4"X 4" | n/a | n/a | n/a | n/a | Clinic_076-078_Finish Schedule | n/a
WallColor-South | bill.east@us.army.mil | 2012-10-26T09:46:00 | Requirement | Space | 1B04 | DAL - TILE - #D-1452 CYPRESS - SIZE 4"X 4" | n/a | n/a | n/a | n/a | Clinic_076-078_Finish Schedule | n/a
WallColor-West | bill.east@us.army.mil | 2012-10-26T09:46:00 | Requirement | Space | 1B04 | DEVOE # 2W18-2 PRARIE BUFF | n/a | n/a | n/a | n/a | Clinic_076-078_Finish Schedule | n/a
WallMaterial-East | bill.east@us.army.mil | 2012-10-26T09:46:00 | Requirement | Space | 1B04 | GYPSUM WALLBOARD WITH LIQUID GLAZED COATING | n/a | n/a | n/a | n/a | Clinic_076-078_Finish Schedule | n/a
WallMaterial-North | bill.east@us.army.mil | 2012-10-26T09:46:00 | Requirement | Space | 1B04 | GYPSUM WALLBOARD WITH PAINT | n/a | n/a | n/a | n/a | Clinic_076-078_Finish Schedule | n/a
WallMaterial-South | bill.east@us.army.mil | 2012-10-26T09:46:00 | Requirement | Space | 1B04 | GYPSUM WALLBOARD WITH PAINT | n/a | n/a | n/a | n/a | Clinic_076-078_Finish Schedule | n/a
WallMaterial-West | bill.east@us.army.mil | 2012-10-26T09:46:00 | Requirement | Space | 1B04 | GYPSUM WALLBOARD WITH PAINT | n/a | n/a | n/a | n/a | Clinic_076-078_Finish Schedule | n/a
BaseColor | bill.east@us.army.mil | 2012-10-26T09:46:00 | Requirement | Space | 1B05 | DAL - TILE - #D-1452 CYPRESS - SIZE 4"X 4" | n/a | n/a | n/a | n/a | Clinic_076-078_Finish Schedule | n/a
BaseMaterial | bill.east@us.army.mil | 2012-10-26T09:46:00 | Requirement | Space | 1B05 | MAT GLAZED TILE | n/a | n/a | n/a | n/a | Clinic_076-078_Finish Schedule | n/a
CeilingColor | bill.east@us.army.mil | 2012-10-26T09:46:00 | Requirement | Space | 1B05 | ARMSTRONG CEILING TILE - FINE FISSURED DURATEX; COLOR: WHITE; SERIES #1870; GRID 15/16" EXPOSED TEE GRID SYSTEM-WHITE; SIZE: 2'x2' | n/a | n/a | n/a | n/a | Clinic_076-078_Finish Schedule | n/a
CeilingMaterial | bill.east@us.army.mil | 2012-10-26T09:46:00 | Requirement | Space | 1B05 | ACOUSTICAL CEILING TILE | n/a | n/a | n/a | n/a | Clinic_076-078_Finish Schedule | n/a
FloorColor | bill.east@us.army.mil | 2012-10-26T09:46:00 | Requirement | Space | 1B05 | AMERICAN OLEAN #A-55 DOE SIZE: 2"x2" | n/a | n/a | n/a | n/a | Clinic_076-078_Finish Schedule | n/a
FloorMaterial | bill.east@us.army.mil | 2012-10-26T09:46:00 | Requirement | Space | 1B05 | CERAMIC TILE | n/a | n/a | n/a | n/a | Clinic_076-078_Finish Schedule | n/a
WallColor-East | bill.east@us.army.mil | 2012-10-26T09:46:00 | Requirement | Space | 1B05 | DAL - TILE - #D-1452 CYPRESS - SIZE 4"X 4" | n/a | n/a | n/a | n/a | Clinic_076-078_Finish Schedule | n/a
WallColor-North | bill.east@us.army.mil | 2012-10-26T09:46:00 | Requirement | Space | 1B05 | DAL - TILE - #D-1452 CYPRESS - SIZE 4"X 4" | n/a | n/a | n/a | n/a | Clinic_076-078_Finish Schedule | n/a
WallColor-South | bill.east@us.army.mil | 2012-10-26T09:46:00 | Requirement | Space | 1B05 | DAL - TILE - #D-1452 CYPRESS - SIZE 4"X 4" | n/a | n/a | n/a | n/a | Clinic_076-078_Finish Schedule | n/a
WallColor-West | bill.east@us.army.mil | 2012-10-26T09:46:00 | Requirement | Space | 1B05 | DAL - TILE - #D-1452 CYPRESS - SIZE 4"X 4" | n/a | n/a | n/a | n/a | Clinic_076-078_Finish Schedule | n/a
WallMaterial-East | bill.east@us.army.mil | 2012-10-26T09:46:00 | Requirement | Space | 1B05 | GYPSUM WALLBOARD WITH LIQUID GLAZED COATING | n/a | n/a | n/a | n/a | Clinic_076-078_Finish Schedule | n/a
WallMaterial-North | bill.east@us.army.mil | 2012-10-26T09:46:00 | Requirement | Space | 1B05 | MAT GLAZED TILE | n/a | n/a | n/a | n/a | Clinic_076-078_Finish Schedule | n/a
WallMaterial-South | bill.east@us.army.mil | 2012-10-26T09:46:00 | Requirement | Space | 1B05 | MAT GLAZED TILE | n/a | n/a | n/a | n/a | Clinic_076-078_Finish Schedule | n/a
WallMaterial-West | bill.east@us.army.mil | 2012-10-26T09:46:00 | Requirement | Space | 1B05 | MAT GLAZED TILE | n/a | n/a | n/a | n/a | Clinic_076-078_Finish Schedule | n/a
BaseColor | bill.east@us.army.mil | 2012-10-26T09:46:00 | Requirement | Space | 1B06 | ROPPE - 40 FAWN - 4" HIGH RUBBER COVE BASE | n/a | n/a | n/a | n/a | Clinic_076-078_Finish Schedule | n/a
BaseMaterial | bill.east@us.army.mil | 2012-10-26T09:46:00 | Requirement | Space | 1B06 | RUBBER BASE | n/a | n/a | n/a | n/a | Clinic_076-078_Finish Schedule | n/a
CeilingColor | bill.east@us.army.mil | 2012-10-26T09:46:00 | Requirement | Space | 1B06 | ARMSTRONG CEILING TILE - CIRRUS TEGULAR; COLOR: WHITE; SERIES #534 GRID-15/16" EXPOSED TEE GRID SYSTEM-WHITE; SIZE: 2'x2'x3/4" | n/a | n/a | n/a | n/a | Clinic_076-078_Finish Schedule | n/a
CeilingMaterial | bill.east@us.army.mil | 2012-10-26T09:46:00 | Requirement | Space | 1B06 | ACOUSTICAL CEILING TILE | n/a | n/a | n/a | n/a | Clinic_076-078_Finish Schedule | n/a
FloorColor | bill.east@us.army.mil | 2012-10-26T09:46:00 | Requirement | Space | 1B06 | INTERFACE - CARIBBEAN #3080 ANTIQUA | n/a | n/a | n/a | n/a | Clinic_076-078_Finish Schedule | n/a
FloorMaterial | bill.east@us.army.mil | 2012-10-26T09:46:00 | Requirement | Space | 1B06 | CARPET | n/a | n/a | n/a | n/a | Clinic_076-078_Finish Schedule | n/a
WallColor-East | bill.east@us.army.mil | 2012-10-26T09:46:00 | Requirement | Space | 1B06 | DEVOE # 2W18-2 PRARIE BUFF | n/a | n/a | n/a | n/a | Clinic_076-078_Finish Schedule | n/a
WallColor-North | bill.east@us.army.mil | 2012-10-26T09:46:00 | Requirement | Space | 1B06 | DAL - TILE - #D-1452 CYPRESS - SIZE 4"X 4" | n/a | n/a | n/a | n/a | Clinic_076-078_Finish Schedule | n/a
WallColor-South | bill.east@us.army.mil | 2012-10-26T09:46:00 | Requirement | Space | 1B06 | DEVOE # 2W18-2 PRARIE BUFF | n/a | n/a | n/a | n/a | Clinic_076-078_Finish Schedule | n/a
WallColor-West | bill.east@us.army.mil | 2012-10-26T09:46:00 | Requirement | Space | 1B06 | DEVOE # 2W18-2 PRARIE BUFF | n/a | n/a | n/a | n/a | Clinic_076-078_Finish Schedule | n/a
WallMaterial-East | bill.east@us.army.mil | 2012-10-26T09:46:00 | Requirement | Space | 1B06 | GYPSUM WALLBOARD WITH LIQUID GLAZED COATING | n/a | n/a | n/a | n/a | Clinic_076-078_Finish Schedule | n/a
WallMaterial-North | bill.east@us.army.mil | 2012-10-26T09:46:00 | Requirement | Space | 1B06 | GYPSUM WALLBOARD WITH PAINT | n/a | n/a | n/a | n/a | Clinic_076-078_Finish Schedule | n/a
WallMaterial-South | bill.east@us.army.mil | 2012-10-26T09:46:00 | Requirement | Space | 1B06 | GYPSUM WALLBOARD WITH PAINT | n/a | n/a | n/a | n/a | Clinic_076-078_Finish Schedule | n/a
WallMaterial-West | bill.east@us.army.mil | 2012-10-26T09:46:00 | Requirement | Space | 1B06 | GYPSUM WALLBOARD WITH PAINT | n/a | n/a | n/a | n/a | Clinic_076-078_Finish Schedule | n/a
BaseColor | bill.east@us.army.mil | 2012-10-26T09:46:00 | Requirement | Space | 1B07 | ROPPE - 40 FAWN - 4" HIGH RUBBER COVE BASE | n/a | n/a | n/a | n/a | Clinic_076-078_Finish Schedule | n/a
BaseMaterial | bill.east@us.army.mil | 2012-10-26T09:46:00 | Requirement | Space | 1B07 | RUBBER BASE | n/a | n/a | n/a | n/a | Clinic_076-078_Finish Schedule | n/a
CeilingColor | bill.east@us.army.mil | 2012-10-26T09:46:00 | Requirement | Space | 1B07 | ARMSTRONG CEILING TILE - CIRRUS TEGULAR; COLOR: WHITE; SERIES #534 GRID-15/16" EXPOSED TEE GRID SYSTEM-WHITE; SIZE: 2'x2'x3/4" | n/a | n/a | n/a | n/a | Clinic_076-078_Finish Schedule | n/a
CeilingMaterial | bill.east@us.army.mil | 2012-10-26T09:46:00 | Requirement | Space | 1B07 | ACOUSTICAL CEILING TILE | n/a | n/a | n/a | n/a | Clinic_076-078_Finish Schedule | n/a
FloorColor | bill.east@us.army.mil | 2012-10-26T09:46:00 | Requirement | Space | 1B07 | VAMERICAN OLEAN #A-55 DOE SIZE: 2"x2" | n/a | n/a | n/a | n/a | Clinic_076-078_Finish Schedule | n/a
FloorMaterial | bill.east@us.army.mil | 2012-10-26T09:46:00 | Requirement | Space | 1B07 | VINYL COMPOSITION TILE | n/a | n/a | n/a | n/a | Clinic_076-078_Finish Schedule | n/a
WallColor-East | bill.east@us.army.mil | 2012-10-26T09:46:00 | Requirement | Space | 1B07 | DEVOE # 2W18-2 PRARIE BUFF | n/a | n/a | n/a | n/a | Clinic_076-078_Finish Schedule | n/a
WallColor-North | bill.east@us.army.mil | 2012-10-26T09:46:00 | Requirement | Space | 1B07 | DEVOE # 2W18-2 PRARIE BUFF | n/a | n/a | n/a | n/a | Clinic_076-078_Finish Schedule | n/a
WallColor-South | bill.east@us.army.mil | 2012-10-26T09:46:00 | Requirement | Space | 1B07 | DEVOE # 2W18-2 PRARIE BUFF | n/a | n/a | n/a | n/a | Clinic_076-078_Finish Schedule | n/a
WallColor-West | bill.east@us.army.mil | 2012-10-26T09:46:00 | Requirement | Space | 1B07 | DEVOE # 2W18-2 PRARIE BUFF | n/a | n/a | n/a | n/a | Clinic_076-078_Finish Schedule | n/a
WallMaterial-East | bill.east@us.army.mil | 2012-10-26T09:46:00 | Requirement | Space | 1B07 | GYPSUM WALLBOARD WITH LIQUID GLAZED COATING | n/a | n/a | n/a | n/a | Clinic_076-078_Finish Schedule | n/a
WallMaterial-North | bill.east@us.army.mil | 2012-10-26T09:46:00 | Requirement | Space | 1B07 | GYPSUM WALLBOARD WITH PAINT | n/a | n/a | n/a | n/a | Clinic_076-078_Finish Schedule | n/a
WallMaterial-South | bill.east@us.army.mil | 2012-10-26T09:46:00 | Requirement | Space | 1B07 | GYPSUM WALLBOARD WITH PAINT | n/a | n/a | n/a | n/a | Clinic_076-078_Finish Schedule | n/a
WallMaterial-West | bill.east@us.army.mil | 2012-10-26T09:46:00 | Requirement | Space | 1B07 | GYPSUM WALLBOARD WITH PAINT | n/a | n/a | n/a | n/a | Clinic_076-078_Finish Schedule | n/a
BaseColor | bill.east@us.army.mil | 2012-10-26T09:46:00 | Requirement | Space | 1B08 | ROPPE - 40 FAWN - 4" HIGH RUBBER COVE BASE | n/a | n/a | n/a | n/a | Clinic_076-078_Finish Schedule | n/a
BaseMaterial | bill.east@us.army.mil | 2012-10-26T09:46:00 | Requirement | Space | 1B08 | RUBBER BASE | n/a | n/a | n/a | n/a | Clinic_076-078_Finish Schedule | n/a
CeilingColor | bill.east@us.army.mil | 2012-10-26T09:46:00 | Requirement | Space | 1B08 | ARMSTRONG CEILING TILE - CIRRUS TEGULAR; COLOR: WHITE; SERIES #534 GRID-15/16" EXPOSED TEE GRID SYSTEM-WHITE; SIZE: 2'x2'x3/4" | n/a | n/a | n/a | n/a | Clinic_076-078_Finish Schedule | n/a
CeilingMaterial | bill.east@us.army.mil | 2012-10-26T09:46:00 | Requirement | Space | 1B08 | ACOUSTICAL CEILING TILE | n/a | n/a | n/a | n/a | Clinic_076-078_Finish Schedule | n/a
FloorColor | bill.east@us.army.mil | 2012-10-26T09:46:00 | Requirement | Space | 1B08 | VAMERICAN OLEAN #A-55 DOE SIZE: 2"x2" | n/a | n/a | n/a | n/a | Clinic_076-078_Finish Schedule | n/a
FloorMaterial | bill.east@us.army.mil | 2012-10-26T09:46:00 | Requirement | Space | 1B08 | VINYL COMPOSITION TILE | n/a | n/a | n/a | n/a | Clinic_076-078_Finish Schedule | n/a
WallColor-East | bill.east@us.army.mil | 2012-10-26T09:46:00 | Requirement | Space | 1B08 | DEVOE # 2W18-2 PRARIE BUFF | n/a | n/a | n/a | n/a | Clinic_076-078_Finish Schedule | n/a
WallColor-North | bill.east@us.army.mil | 2012-10-26T09:46:00 | Requirement | Space | 1B08 | DEVOE # 2W18-2 PRARIE BUFF | n/a | n/a | n/a | n/a | Clinic_076-078_Finish Schedule | n/a
WallColor-South | bill.east@us.army.mil | 2012-10-26T09:46:00 | Requirement | Space | 1B08 | DEVOE # 2W18-2 PRARIE BUFF | n/a | n/a | n/a | n/a | Clinic_076-078_Finish Schedule | n/a
WallColor-West | bill.east@us.army.mil | 2012-10-26T09:46:00 | Requirement | Space | 1B08 | DEVOE # 2W18-2 PRARIE BUFF | n/a | n/a | n/a | n/a | Clinic_076-078_Finish Schedule | n/a
WallMaterial-East | bill.east@us.army.mil | 2012-10-26T09:46:00 | Requirement | Space | 1B08 | GYPSUM WALLBOARD WITH LIQUID GLAZED COATING | n/a | n/a | n/a | n/a | Clinic_076-078_Finish Schedule | n/a
WallMaterial-North | bill.east@us.army.mil | 2012-10-26T09:46:00 | Requirement | Space | 1B08 | GYPSUM WALLBOARD WITH PAINT | n/a | n/a | n/a | n/a | Clinic_076-078_Finish Schedule | n/a
WallMaterial-South | bill.east@us.army.mil | 2012-10-26T09:46:00 | Requirement | Space | 1B08 | GYPSUM WALLBOARD WITH PAINT | n/a | n/a | n/a | n/a | Clinic_076-078_Finish Schedule | n/a
WallMaterial-West | bill.east@us.army.mil | 2012-10-26T09:46:00 | Requirement | Space | 1B08 | GYPSUM WALLBOARD WITH PAINT | n/a | n/a | n/a | n/a | Clinic_076-078_Finish Schedule | n/a
BaseColor | bill.east@us.army.mil | 2012-10-26T09:46:00 | Requirement | Space | 1B09 | ROPPE - 40 FAWN - 4" HIGH RUBBER COVE BASE | n/a | n/a | n/a | n/a | Clinic_076-078_Finish Schedule | n/a
BaseMaterial | bill.east@us.army.mil | 2012-10-26T09:46:00 | Requirement | Space | 1B09 | RUBBER BASE | n/a | n/a | n/a | n/a | Clinic_076-078_Finish Schedule | n/a
CeilingColor | bill.east@us.army.mil | 2012-10-26T09:46:00 | Requirement | Space | 1B09 | ARMSTRONG CEILING TILE - CIRRUS TEGULAR; COLOR: WHITE; SERIES #534 GRID-15/16" EXPOSED TEE GRID SYSTEM-WHITE; SIZE: 2'x2'x3/4" | n/a | n/a | n/a | n/a | Clinic_076-078_Finish Schedule | n/a
CeilingMaterial | bill.east@us.army.mil | 2012-10-26T09:46:00 | Requirement | Space | 1B09 | ACOUSTICAL CEILING TILE | n/a | n/a | n/a | n/a | Clinic_076-078_Finish Schedule | n/a
FloorColor | bill.east@us.army.mil | 2012-10-26T09:46:00 | Requirement | Space | 1B09 | VAMERICAN OLEAN #A-55 DOE SIZE: 2"x2" | n/a | n/a | n/a | n/a | Clinic_076-078_Finish Schedule | n/a
FloorMaterial | bill.east@us.army.mil | 2012-10-26T09:46:00 | Requirement | Space | 1B09 | VINYL COMPOSITION TILE | n/a | n/a | n/a | n/a | Clinic_076-078_Finish Schedule | n/a
WallColor-East | bill.east@us.army.mil | 2012-10-26T09:46:00 | Requirement | Space | 1B09 | DEVOE # 2W18-2 PRARIE BUFF | n/a | n/a | n/a | n/a | Clinic_076-078_Finish Schedule | n/a
WallColor-North | bill.east@us.army.mil | 2012-10-26T09:46:00 | Requirement | Space | 1B09 | DEVOE # 2W18-2 PRARIE BUFF | n/a | n/a | n/a | n/a | Clinic_076-078_Finish Schedule | n/a
WallColor-South | bill.east@us.army.mil | 2012-10-26T09:46:00 | Requirement | Space | 1B09 | DEVOE # 2W18-2 PRARIE BUFF | n/a | n/a | n/a | n/a | Clinic_076-078_Finish Schedule | n/a
WallColor-West | bill.east@us.army.mil | 2012-10-26T09:46:00 | Requirement | Space | 1B09 | DEVOE # 2W18-2 PRARIE BUFF | n/a | n/a | n/a | n/a | Clinic_076-078_Finish Schedule | n/a
WallMaterial-East | bill.east@us.army.mil | 2012-10-26T09:46:00 | Requirement | Space | 1B09 | GYPSUM WALLBOARD WITH LIQUID GLAZED COATING | n/a | n/a | n/a | n/a | Clinic_076-078_Finish Schedule | n/a
WallMaterial-North | bill.east@us.army.mil | 2012-10-26T09:46:00 | Requirement | Space | 1B09 | GYPSUM WALLBOARD WITH PAINT | n/a | n/a | n/a | n/a | Clinic_076-078_Finish Schedule | n/a
WallMaterial-South | bill.east@us.army.mil | 2012-10-26T09:46:00 | Requirement | Space | 1B09 | GYPSUM WALLBOARD WITH PAINT | n/a | n/a | n/a | n/a | Clinic_076-078_Finish Schedule | n/a
WallMaterial-West | bill.east@us.army.mil | 2012-10-26T09:46:00 | Requirement | Space | 1B09 | GYPSUM WALLBOARD WITH PAINT | n/a | n/a | n/a | n/a | Clinic_076-078_Finish Schedule | n/a
BaseColor | bill.east@us.army.mil | 2012-10-26T09:46:00 | Requirement | Space | 1B10 | ROPPE - 40 FAWN - 4" HIGH RUBBER COVE BASE | n/a | n/a | n/a | n/a | Clinic_076-078_Finish Schedule | n/a
BaseMaterial | bill.east@us.army.mil | 2012-10-26T09:46:00 | Requirement | Space | 1B10 | RUBBER BASE | n/a | n/a | n/a | n/a | Clinic_076-078_Finish Schedule | n/a
CeilingColor | bill.east@us.army.mil | 2012-10-26T09:46:00 | Requirement | Space | 1B10 | ARMSTRONG CEILING TILE - CIRRUS TEGULAR; COLOR: WHITE; SERIES #534 GRID-15/16" EXPOSED TEE GRID SYSTEM-WHITE; SIZE: 2'x2'x3/4" | n/a | n/a | n/a | n/a | Clinic_076-078_Finish Schedule | n/a
CeilingMaterial | bill.east@us.army.mil | 2012-10-26T09:46:00 | Requirement | Space | 1B10 | ACOUSTICAL CEILING TILE | n/a | n/a | n/a | n/a | Clinic_076-078_Finish Schedule | n/a
FloorColor | bill.east@us.army.mil | 2012-10-26T09:46:00 | Requirement | Space | 1B10 | VAMERICAN OLEAN #A-55 DOE SIZE: 2"x2",2 | n/a | n/a | n/a | n/a | Clinic_076-078_Finish Schedule | n/a
FloorMaterial | bill.east@us.army.mil | 2012-10-26T09:46:00 | Requirement | Space | 1B10 | VINYL COMPOSITION TILE | n/a | n/a | n/a | n/a | Clinic_076-078_Finish Schedule | n/a
WallColor-East | bill.east@us.army.mil | 2012-10-26T09:46:00 | Requirement | Space | 1B10 | DEVOE # 2W18-2 PRARIE BUFF | n/a | n/a | n/a | n/a | Clinic_076-078_Finish Schedule | n/a
WallColor-North | bill.east@us.army.mil | 2012-10-26T09:46:00 | Requirement | Space | 1B10 | DEVOE # 2W18-2 PRARIE BUFF | n/a | n/a | n/a | n/a | Clinic_076-078_Finish Schedule | n/a
WallColor-South | bill.east@us.army.mil | 2012-10-26T09:46:00 | Requirement | Space | 1B10 | DEVOE # 2C20-4 ROSEMARY GRAY | n/a | n/a | n/a | n/a | Clinic_076-078_Finish Schedule | n/a
WallColor-West | bill.east@us.army.mil | 2012-10-26T09:46:00 | Requirement | Space | 1B10 | DEVOE # 2W18-2 PRARIE BUFF | n/a | n/a | n/a | n/a | Clinic_076-078_Finish Schedule | n/a
WallMaterial-East | bill.east@us.army.mil | 2012-10-26T09:46:00 | Requirement | Space | 1B10 | GYPSUM WALLBOARD WITH LIQUID GLAZED COATING | n/a | n/a | n/a | n/a | Clinic_076-078_Finish Schedule | n/a
WallMaterial-North | bill.east@us.army.mil | 2012-10-26T09:46:00 | Requirement | Space | 1B10 | GYPSUM WALLBOARD WITH PAINT | n/a | n/a | n/a | n/a | Clinic_076-078_Finish Schedule | n/a
WallMaterial-South | bill.east@us.army.mil | 2012-10-26T09:46:00 | Requirement | Space | 1B10 | GYPSUM WALLBOARD WITH PAINT | n/a | n/a | n/a | n/a | Clinic_076-078_Finish Schedule | n/a
WallMaterial-West | bill.east@us.army.mil | 2012-10-26T09:46:00 | Requirement | Space | 1B10 | GYPSUM WALLBOARD WITH PAINT | n/a | n/a | n/a | n/a | Clinic_076-078_Finish Schedule | n/a
BaseColor | bill.east@us.army.mil | 2012-10-26T09:46:00 | Requirement | Space | 1B11 | DAL - TILE - #D-1452 CYPRESS - SIZE 4"X 4" | n/a | n/a | n/a | n/a | Clinic_076-078_Finish Schedule | n/a
BaseMaterial | bill.east@us.army.mil | 2012-10-26T09:46:00 | Requirement | Space | 1B11 | MAT GLAZED TILE | n/a | n/a | n/a | n/a | Clinic_076-078_Finish Schedule | n/a
CeilingColor | bill.east@us.army.mil | 2012-10-26T09:46:00 | Requirement | Space | 1B11 | ARMSTRONG CEILING TILE - FINE FISSURED DURATEX; COLOR: WHITE; SERIES #1870; GRID 15/16" EXPOSED TEE GRID SYSTEM-WHITE; SIZE: 2'x2' | n/a | n/a | n/a | n/a | Clinic_076-078_Finish Schedule | n/a
CeilingMaterial | bill.east@us.army.mil | 2012-10-26T09:46:00 | Requirement | Space | 1B11 | ACOUSTICAL CEILING TILE | n/a | n/a | n/a | n/a | Clinic_076-078_Finish Schedule | n/a
FloorColor | bill.east@us.army.mil | 2012-10-26T09:46:00 | Requirement | Space | 1B11 | AMERICAN OLEAN #A-55 DOE SIZE: 2"x2" | n/a | n/a | n/a | n/a | Clinic_076-078_Finish Schedule | n/a
FloorMaterial | bill.east@us.army.mil | 2012-10-26T09:46:00 | Requirement | Space | 1B11 | CERAMIC TILE | n/a | n/a | n/a | n/a | Clinic_076-078_Finish Schedule | n/a
WallColor-East | bill.east@us.army.mil | 2012-10-26T09:46:00 | Requirement | Space | 1B11 | DAL - TILE - #D-1452 CYPRESS - SIZE 4"X 4" | n/a | n/a | n/a | n/a | Clinic_076-078_Finish Schedule | n/a
WallColor-North | bill.east@us.army.mil | 2012-10-26T09:46:00 | Requirement | Space | 1B11 | DAL - TILE - #D-1452 CYPRESS - SIZE 4"X 4" | n/a | n/a | n/a | n/a | Clinic_076-078_Finish Schedule | n/a
WallColor-South | bill.east@us.army.mil | 2012-10-26T09:46:00 | Requirement | Space | 1B11 | DAL - TILE - #D-1452 CYPRESS - SIZE 4"X 4" | n/a | n/a | n/a | n/a | Clinic_076-078_Finish Schedule | n/a
WallColor-West | bill.east@us.army.mil | 2012-10-26T09:46:00 | Requirement | Space | 1B11 | DAL - TILE - #D-1452 CYPRESS - SIZE 4"X 4" | n/a | n/a | n/a | n/a | Clinic_076-078_Finish Schedule | n/a
WallMaterial-East | bill.east@us.army.mil | 2012-10-26T09:46:00 | Requirement | Space | 1B11 | GYPSUM WALLBOARD WITH LIQUID GLAZED COATING | n/a | n/a | n/a | n/a | Clinic_076-078_Finish Schedule | n/a
WallMaterial-North | bill.east@us.army.mil | 2012-10-26T09:46:00 | Requirement | Space | 1B11 | MAT GLAZED TILE | n/a | n/a | n/a | n/a | Clinic_076-078_Finish Schedule | n/a
WallMaterial-South | bill.east@us.army.mil | 2012-10-26T09:46:00 | Requirement | Space | 1B11 | MAT GLAZED TILE | n/a | n/a | n/a | n/a | Clinic_076-078_Finish Schedule | n/a
WallMaterial-West | bill.east@us.army.mil | 2012-10-26T09:46:00 | Requirement | Space | 1B11 | MAT GLAZED TILE | n/a | n/a | n/a | n/a | Clinic_076-078_Finish Schedule | n/a
BaseColor | bill.east@us.army.mil | 2012-10-26T09:46:00 | Requirement | Space | 1B12 | ROPPE - 40 FAWN - 4" HIGH RUBBER COVE BASE | n/a | n/a | n/a | n/a | Clinic_076-078_Finish Schedule | n/a
BaseMaterial | bill.east@us.army.mil | 2012-10-26T09:46:00 | Requirement | Space | 1B12 | RUBBER BASE | n/a | n/a | n/a | n/a | Clinic_076-078_Finish Schedule | n/a
CeilingColor | bill.east@us.army.mil | 2012-10-26T09:46:00 | Requirement | Space | 1B12 | ARMSTRONG CEILING TILE - CIRRUS TEGULAR; COLOR: WHITE; SERIES #534 GRID-15/16" EXPOSED TEE GRID SYSTEM-WHITE; SIZE: 2'x2'x3/4" | n/a | n/a | n/a | n/a | Clinic_076-078_Finish Schedule | n/a
CeilingMaterial | bill.east@us.army.mil | 2012-10-26T09:46:00 | Requirement | Space | 1B12 | ACOUSTICAL CEILING TILE | n/a | n/a | n/a | n/a | Clinic_076-078_Finish Schedule | n/a
FloorColor | bill.east@us.army.mil | 2012-10-26T09:46:00 | Requirement | Space | 1B12 | VAMERICAN OLEAN #A-55 DOE SIZE: 2"x2" | n/a | n/a | n/a | n/a | Clinic_076-078_Finish Schedule | n/a
FloorMaterial | bill.east@us.army.mil | 2012-10-26T09:46:00 | Requirement | Space | 1B12 | VINYL COMPOSITION TILE | n/a | n/a | n/a | n/a | Clinic_076-078_Finish Schedule | n/a
WallColor-East | bill.east@us.army.mil | 2012-10-26T09:46:00 | Requirement | Space | 1B12 | DEVOE # 2W18-2 PRARIE BUFF | n/a | n/a | n/a | n/a | Clinic_076-078_Finish Schedule | n/a
WallColor-North | bill.east@us.army.mil | 2012-10-26T09:46:00 | Requirement | Space | 1B12 | DEVOE # 2W18-2 PRARIE BUFF | n/a | n/a | n/a | n/a | Clinic_076-078_Finish Schedule | n/a
WallColor-South | bill.east@us.army.mil | 2012-10-26T09:46:00 | Requirement | Space | 1B12 | DEVOE # 2W18-2 PRARIE BUFF | n/a | n/a | n/a | n/a | Clinic_076-078_Finish Schedule | n/a
WallColor-West | bill.east@us.army.mil | 2012-10-26T09:46:00 | Requirement | Space | 1B12 | DEVOE # 2W18-2 PRARIE BUFF | n/a | n/a | n/a | n/a | Clinic_076-078_Finish Schedule | n/a
WallMaterial-East | bill.east@us.army.mil | 2012-10-26T09:46:00 | Requirement | Space | 1B12 | GYPSUM WALLBOARD WITH LIQUID GLAZED COATING | n/a | n/a | n/a | n/a | Clinic_076-078_Finish Schedule | n/a
WallMaterial-North | bill.east@us.army.mil | 2012-10-26T09:46:00 | Requirement | Space | 1B12 | GYPSUM WALLBOARD WITH PAINT | n/a | n/a | n/a | n/a | Clinic_076-078_Finish Schedule | n/a
WallMaterial-South | bill.east@us.army.mil | 2012-10-26T09:46:00 | Requirement | Space | 1B12 | GYPSUM WALLBOARD WITH PAINT | n/a | n/a | n/a | n/a | Clinic_076-078_Finish Schedule | n/a
WallMaterial-West | bill.east@us.army.mil | 2012-10-26T09:46:00 | Requirement | Space | 1B12 | GYPSUM WALLBOARD WITH PAINT | n/a | n/a | n/a | n/a | Clinic_076-078_Finish Schedule | n/a
BaseColor | bill.east@us.army.mil | 2012-10-26T09:46:00 | Requirement | Space | 1B13 | ROPPE - 40 FAWN - 4" HIGH RUBBER COVE BASE | n/a | n/a | n/a | n/a | Clinic_076-078_Finish Schedule | n/a
BaseMaterial | bill.east@us.army.mil | 2012-10-26T09:46:00 | Requirement | Space | 1B13 | RUBBER BASE | n/a | n/a | n/a | n/a | Clinic_076-078_Finish Schedule | n/a
CeilingColor | bill.east@us.army.mil | 2012-10-26T09:46:00 | Requirement | Space | 1B13 | ARMSTRONG CEILING TILE - CIRRUS TEGULAR; COLOR: WHITE; SERIES #534 GRID-15/16" EXPOSED TEE GRID SYSTEM-WHITE; SIZE: 2'x2'x3/4" | n/a | n/a | n/a | n/a | Clinic_076-078_Finish Schedule | n/a
CeilingMaterial | bill.east@us.army.mil | 2012-10-26T09:46:00 | Requirement | Space | 1B13 | ACOUSTICAL CEILING TILE | n/a | n/a | n/a | n/a | Clinic_076-078_Finish Schedule | n/a
FloorColor | bill.east@us.army.mil | 2012-10-26T09:46:00 | Requirement | Space | 1B13 | VAMERICAN OLEAN #A-55 DOE SIZE: 2"x2" | n/a | n/a | n/a | n/a | Clinic_076-078_Finish Schedule | n/a
FloorMaterial | bill.east@us.army.mil | 2012-10-26T09:46:00 | Requirement | Space | 1B13 | VINYL COMPOSITION TILE | n/a | n/a | n/a | n/a | Clinic_076-078_Finish Schedule | n/a
WallColor-East | bill.east@us.army.mil | 2012-10-26T09:46:00 | Requirement | Space | 1B13 | DEVOE # 2W18-2 PRARIE BUFF | n/a | n/a | n/a | n/a | Clinic_076-078_Finish Schedule | n/a
WallColor-North | bill.east@us.army.mil | 2012-10-26T09:46:00 | Requirement | Space | 1B13 | DEVOE # 2W18-2 PRARIE BUFF | n/a | n/a | n/a | n/a | Clinic_076-078_Finish Schedule | n/a
WallColor-South | bill.east@us.army.mil | 2012-10-26T09:46:00 | Requirement | Space | 1B13 | DEVOE # 2W18-2 PRARIE BUFF | n/a | n/a | n/a | n/a | Clinic_076-078_Finish Schedule | n/a
WallColor-West | bill.east@us.army.mil | 2012-10-26T09:46:00 | Requirement | Space | 1B13 | DEVOE # 2C20-4 ROSEMARY GRAY | n/a | n/a | n/a | n/a | Clinic_076-078_Finish Schedule | n/a
WallMaterial-East | bill.east@us.army.mil | 2012-10-26T09:46:00 | Requirement | Space | 1B13 | GYPSUM WALLBOARD WITH LIQUID GLAZED COATING | n/a | n/a | n/a | n/a | Clinic_076-078_Finish Schedule | n/a
WallMaterial-North | bill.east@us.army.mil | 2012-10-26T09:46:00 | Requirement | Space | 1B13 | GYPSUM WALLBOARD WITH PAINT | n/a | n/a | n/a | n/a | Clinic_076-078_Finish Schedule | n/a
WallMaterial-South | bill.east@us.army.mil | 2012-10-26T09:46:00 | Requirement | Space | 1B13 | GYPSUM WALLBOARD WITH PAINT | n/a | n/a | n/a | n/a | Clinic_076-078_Finish Schedule | n/a
WallMaterial-West | bill.east@us.army.mil | 2012-10-26T09:46:00 | Requirement | Space | 1B13 | GYPSUM WALLBOARD WITH PAINT | n/a | n/a | n/a | n/a | Clinic_076-078_Finish Schedule | n/a
BaseColor | bill.east@us.army.mil | 2012-10-26T09:46:00 | Requirement | Space | 1B14 | ROPPE - 40 FAWN - 4" HIGH RUBBER COVE BASE | n/a | n/a | n/a | n/a | Clinic_076-078_Finish Schedule | n/a
BaseMaterial | bill.east@us.army.mil | 2012-10-26T09:46:00 | Requirement | Space | 1B14 | RUBBER BASE | n/a | n/a | n/a | n/a | Clinic_076-078_Finish Schedule | n/a
CeilingColor | bill.east@us.army.mil | 2012-10-26T09:46:00 | Requirement | Space | 1B14 | ARMSTRONG CEILING TILE - CIRRUS TEGULAR; COLOR: WHITE; SERIES #534 GRID-15/16" EXPOSED TEE GRID SYSTEM-WHITE; SIZE: 2'x2'x3/4" | n/a | n/a | n/a | n/a | Clinic_076-078_Finish Schedule | n/a
CeilingMaterial | bill.east@us.army.mil | 2012-10-26T09:46:00 | Requirement | Space | 1B14 | ACOUSTICAL CEILING TILE | n/a | n/a | n/a | n/a | Clinic_076-078_Finish Schedule | n/a
FloorColor | bill.east@us.army.mil | 2012-10-26T09:46:00 | Requirement | Space | 1B14 | VAMERICAN OLEAN #A-55 DOE SIZE: 2"x2" | n/a | n/a | n/a | n/a | Clinic_076-078_Finish Schedule | n/a
FloorMaterial | bill.east@us.army.mil | 2012-10-26T09:46:00 | Requirement | Space | 1B14 | VINYL COMPOSITION TILE | n/a | n/a | n/a | n/a | Clinic_076-078_Finish Schedule | n/a
WallColor-East | bill.east@us.army.mil | 2012-10-26T09:46:00 | Requirement | Space | 1B14 | MATCH PT3 - Devoe # 2W19-4 CLAY PEBBLE | n/a | n/a | n/a | n/a | Clinic_076-078_Finish Schedule | n/a
WallColor-North | bill.east@us.army.mil | 2012-10-26T09:46:00 | Requirement | Space | 1B14 | MATCH PT3 - Devoe # 2W19-4 CLAY PEBBLE | n/a | n/a | n/a | n/a | Clinic_076-078_Finish Schedule | n/a
WallColor-South | bill.east@us.army.mil | 2012-10-26T09:46:00 | Requirement | Space | 1B14 | MATCH PT3 - Devoe # 2W19-4 CLAY PEBBLE | n/a | n/a | n/a | n/a | Clinic_076-078_Finish Schedule | n/a
WallColor-West | bill.east@us.army.mil | 2012-10-26T09:46:00 | Requirement | Space | 1B14 | MATCH PT3 - Devoe # 2W19-4 CLAY PEBBLE | n/a | n/a | n/a | n/a | Clinic_076-078_Finish Schedule | n/a
WallMaterial-East | bill.east@us.army.mil | 2012-10-26T09:46:00 | Requirement | Space | 1B14 | GYPSUM WALLBOARD WITH LIQUID GLAZED COATING | n/a | n/a | n/a | n/a | Clinic_076-078_Finish Schedule | n/a
WallMaterial-North | bill.east@us.army.mil | 2012-10-26T09:46:00 | Requirement | Space | 1B14 | GYPSUM WALLBOARD WITH LIQUID GLAZED COATING | n/a | n/a | n/a | n/a | Clinic_076-078_Finish Schedule | n/a
WallMaterial-South | bill.east@us.army.mil | 2012-10-26T09:46:00 | Requirement | Space | 1B14 | GYPSUM WALLBOARD WITH LIQUID GLAZED COATING | n/a | n/a | n/a | n/a | Clinic_076-078_Finish Schedule | n/a
WallMaterial-West | bill.east@us.army.mil | 2012-10-26T09:46:00 | Requirement | Space | 1B14 | GYPSUM WALLBOARD WITH LIQUID GLAZED COATING | n/a | n/a | n/a | n/a | Clinic_076-078_Finish Schedule | n/a
BaseColor | bill.east@us.army.mil | 2012-10-26T09:46:00 | Requirement | Space | 1B15 | ROPPE - 40 FAWN - 4" HIGH RUBBER COVE BASE | n/a | n/a | n/a | n/a | Clinic_076-078_Finish Schedule | n/a
BaseMaterial | bill.east@us.army.mil | 2012-10-26T09:46:00 | Requirement | Space | 1B15 | RUBBER BASE | n/a | n/a | n/a | n/a | Clinic_076-078_Finish Schedule | n/a
CeilingColor | bill.east@us.army.mil | 2012-10-26T09:46:00 | Requirement | Space | 1B15 | ARMSTRONG CEILING TILE - CIRRUS TEGULAR; COLOR: WHITE; SERIES #534 GRID-15/16" EXPOSED TEE GRID SYSTEM-WHITE; SIZE: 2'x2'x3/4" | n/a | n/a | n/a | n/a | Clinic_076-078_Finish Schedule | n/a
CeilingMaterial | bill.east@us.army.mil | 2012-10-26T09:46:00 | Requirement | Space | 1B15 | ACOUSTICAL CEILING TILE | n/a | n/a | n/a | n/a | Clinic_076-078_Finish Schedule | n/a
FloorColor | bill.east@us.army.mil | 2012-10-26T09:46:00 | Requirement | Space | 1B15 | VAMERICAN OLEAN #A-55 DOE SIZE: 2"x2" | n/a | n/a | n/a | n/a | Clinic_076-078_Finish Schedule | n/a
FloorMaterial | bill.east@us.army.mil | 2012-10-26T09:46:00 | Requirement | Space | 1B15 | VINYL COMPOSITION TILE | n/a | n/a | n/a | n/a | Clinic_076-078_Finish Schedule | n/a
WallColor-East | bill.east@us.army.mil | 2012-10-26T09:46:00 | Requirement | Space | 1B15 | DEVOE # 2W18-2 PRARIE BUFF | n/a | n/a | n/a | n/a | Clinic_076-078_Finish Schedule | n/a
WallColor-North | bill.east@us.army.mil | 2012-10-26T09:46:00 | Requirement | Space | 1B15 | DEVOE # 2W18-2 PRARIE BUFF | n/a | n/a | n/a | n/a | Clinic_076-078_Finish Schedule | n/a
WallColor-South | bill.east@us.army.mil | 2012-10-26T09:46:00 | Requirement | Space | 1B15 | DEVOE # 2W18-2 PRARIE BUFF | n/a | n/a | n/a | n/a | Clinic_076-078_Finish Schedule | n/a
WallColor-West | bill.east@us.army.mil | 2012-10-26T09:46:00 | Requirement | Space | 1B15 | DEVOE # 2W18-2 PRARIE BUFF | n/a | n/a | n/a | n/a | Clinic_076-078_Finish Schedule | n/a
WallMaterial-East | bill.east@us.army.mil | 2012-10-26T09:46:00 | Requirement | Space | 1B15 | GYPSUM WALLBOARD WITH LIQUID GLAZED COATING | n/a | n/a | n/a | n/a | Clinic_076-078_Finish Schedule | n/a
WallMaterial-North | bill.east@us.army.mil | 2012-10-26T09:46:00 | Requirement | Space | 1B15 | GYPSUM WALLBOARD WITH PAINT | n/a | n/a | n/a | n/a | Clinic_076-078_Finish Schedule | n/a
WallMaterial-South | bill.east@us.army.mil | 2012-10-26T09:46:00 | Requirement | Space | 1B15 | GYPSUM WALLBOARD WITH PAINT | n/a | n/a | n/a | n/a | Clinic_076-078_Finish Schedule | n/a
WallMaterial-West | bill.east@us.army.mil | 2012-10-26T09:46:00 | Requirement | Space | 1B15 | GYPSUM WALLBOARD WITH PAINT | n/a | n/a | n/a | n/a | Clinic_076-078_Finish Schedule | n/a
BaseColor | bill.east@us.army.mil | 2012-10-26T09:46:00 | Requirement | Space | 1B16 | ROPPE - 40 FAWN - 4" HIGH RUBBER COVE BASE | n/a | n/a | n/a | n/a | Clinic_076-078_Finish Schedule | n/a
BaseMaterial | bill.east@us.army.mil | 2012-10-26T09:46:00 | Requirement | Space | 1B16 | RUBBER BASE | n/a | n/a | n/a | n/a | Clinic_076-078_Finish Schedule | n/a
CeilingColor | bill.east@us.army.mil | 2012-10-26T09:46:00 | Requirement | Space | 1B16 | MATCH PT3 - Devoe # 2W19-4 CLAY PEBBLE | n/a | n/a | n/a | n/a | Clinic_076-078_Finish Schedule | n/a
CeilingMaterial | bill.east@us.army.mil | 2012-10-26T09:46:00 | Requirement | Space | 1B16 | GYPSUM WALLBOARD WITH LIQUID GLAZED COATING | n/a | n/a | n/a | n/a | Clinic_076-078_Finish Schedule | n/a
FloorColor | bill.east@us.army.mil | 2012-10-26T09:46:00 | Requirement | Space | 1B16 | VAMERICAN OLEAN #A-55 DOE SIZE: 2"x2" | n/a | n/a | n/a | n/a | Clinic_076-078_Finish Schedule | n/a
FloorMaterial | bill.east@us.army.mil | 2012-10-26T09:46:00 | Requirement | Space | 1B16 | VINYL COMPOSITION TILE | n/a | n/a | n/a | n/a | Clinic_076-078_Finish Schedule | n/a
WallColor-East | bill.east@us.army.mil | 2012-10-26T09:46:00 | Requirement | Space | 1B16 | MATCH PT3 - Devoe # 2W19-4 CLAY PEBBLE | n/a | n/a | n/a | n/a | Clinic_076-078_Finish Schedule | n/a
WallColor-North | bill.east@us.army.mil | 2012-10-26T09:46:00 | Requirement | Space | 1B16 | MATCH PT3 - Devoe # 2W19-4 CLAY PEBBLE | n/a | n/a | n/a | n/a | Clinic_076-078_Finish Schedule | n/a
WallColor-South | bill.east@us.army.mil | 2012-10-26T09:46:00 | Requirement | Space | 1B16 | MATCH PT3 - Devoe # 2W19-4 CLAY PEBBLE | n/a | n/a | n/a | n/a | Clinic_076-078_Finish Schedule | n/a
WallColor-West | bill.east@us.army.mil | 2012-10-26T09:46:00 | Requirement | Space | 1B16 | MATCH PT3 - Devoe # 2W19-4 CLAY PEBBLE | n/a | n/a | n/a | n/a | Clinic_076-078_Finish Schedule | n/a
WallMaterial-East | bill.east@us.army.mil | 2012-10-26T09:46:00 | Requirement | Space | 1B16 | GYPSUM WALLBOARD WITH LIQUID GLAZED COATING | n/a | n/a | n/a | n/a | Clinic_076-078_Finish Schedule | n/a
WallMaterial-North | bill.east@us.army.mil | 2012-10-26T09:46:00 | Requirement | Space | 1B16 | GYPSUM WALLBOARD WITH LIQUID GLAZED COATING | n/a | n/a | n/a | n/a | Clinic_076-078_Finish Schedule | n/a
WallMaterial-South | bill.east@us.army.mil | 2012-10-26T09:46:00 | Requirement | Space | 1B16 | GYPSUM WALLBOARD WITH LIQUID GLAZED COATING | n/a | n/a | n/a | n/a | Clinic_076-078_Finish Schedule | n/a
WallMaterial-West | bill.east@us.army.mil | 2012-10-26T09:46:00 | Requirement | Space | 1B16 | GYPSUM WALLBOARD WITH LIQUID GLAZED COATING | n/a | n/a | n/a | n/a | Clinic_076-078_Finish Schedule | n/a
BaseColor | bill.east@us.army.mil | 2012-10-26T09:46:00 | Requirement | Space | 1B17 | ROPPE - 40 FAWN - 4" HIGH RUBBER COVE BASE | n/a | n/a | n/a | n/a | Clinic_076-078_Finish Schedule | n/a
BaseMaterial | bill.east@us.army.mil | 2012-10-26T09:46:00 | Requirement | Space | 1B17 | RUBBER BASE | n/a | n/a | n/a | n/a | Clinic_076-078_Finish Schedule | n/a
CeilingColor | bill.east@us.army.mil | 2012-10-26T09:46:00 | Requirement | Space | 1B17 | ARMSTRONG CEILING TILE - CIRRUS TEGULAR; COLOR: WHITE; SERIES #534 GRID-15/16" EXPOSED TEE GRID SYSTEM-WHITE; SIZE: 2'x2'x3/4" | n/a | n/a | n/a | n/a | Clinic_076-078_Finish Schedule | n/a
CeilingMaterial | bill.east@us.army.mil | 2012-10-26T09:46:00 | Requirement | Space | 1B17 | ACOUSTICAL CEILING TILE | n/a | n/a | n/a | n/a | Clinic_076-078_Finish Schedule | n/a
FloorColor | bill.east@us.army.mil | 2012-10-26T09:46:00 | Requirement | Space | 1B17 | VAMERICAN OLEAN #A-55 DOE SIZE: 2"x2" | n/a | n/a | n/a | n/a | Clinic_076-078_Finish Schedule | n/a
FloorMaterial | bill.east@us.army.mil | 2012-10-26T09:46:00 | Requirement | Space | 1B17 | VINYL COMPOSITION TILE | n/a | n/a | n/a | n/a | Clinic_076-078_Finish Schedule | n/a
WallColor-East | bill.east@us.army.mil | 2012-10-26T09:46:00 | Requirement | Space | 1B17 | DEVOE # 2W18-2 PRARIE BUFF | n/a | n/a | n/a | n/a | Clinic_076-078_Finish Schedule | n/a
WallColor-North | bill.east@us.army.mil | 2012-10-26T09:46:00 | Requirement | Space | 1B17 | DEVOE # 2W18-2 PRARIE BUFF | n/a | n/a | n/a | n/a | Clinic_076-078_Finish Schedule | n/a
WallColor-South | bill.east@us.army.mil | 2012-10-26T09:46:00 | Requirement | Space | 1B17 | DEVOE # 2W18-2 PRARIE BUFF | n/a | n/a | n/a | n/a | Clinic_076-078_Finish Schedule | n/a
WallColor-West | bill.east@us.army.mil | 2012-10-26T09:46:00 | Requirement | Space | 1B17 | DEVOE # 2W18-2 PRARIE BUFF | n/a | n/a | n/a | n/a | Clinic_076-078_Finish Schedule | n/a
WallMaterial-East | bill.east@us.army.mil | 2012-10-26T09:46:00 | Requirement | Space | 1B17 | GYPSUM WALLBOARD WITH LIQUID GLAZED COATING | n/a | n/a | n/a | n/a | Clinic_076-078_Finish Schedule | n/a
WallMaterial-North | bill.east@us.army.mil | 2012-10-26T09:46:00 | Requirement | Space | 1B17 | GYPSUM WALLBOARD WITH PAINT | n/a | n/a | n/a | n/a | Clinic_076-078_Finish Schedule | n/a
WallMaterial-South | bill.east@us.army.mil | 2012-10-26T09:46:00 | Requirement | Space | 1B17 | GYPSUM WALLBOARD WITH PAINT | n/a | n/a | n/a | n/a | Clinic_076-078_Finish Schedule | n/a
WallMaterial-West | bill.east@us.army.mil | 2012-10-26T09:46:00 | Requirement | Space | 1B17 | GYPSUM WALLBOARD WITH PAINT | n/a | n/a | n/a | n/a | Clinic_076-078_Finish Schedule | n/a
BaseColor | bill.east@us.army.mil | 2012-10-26T09:46:00 | Requirement | Space | 1B19 | ROPPE - 40 FAWN - 4" HIGH RUBBER COVE BASE | n/a | n/a | n/a | n/a | Clinic_076-078_Finish Schedule | n/a
BaseMaterial | bill.east@us.army.mil | 2012-10-26T09:46:00 | Requirement | Space | 1B19 | RUBBER BASE | n/a | n/a | n/a | n/a | Clinic_076-078_Finish Schedule | n/a
CeilingColor | bill.east@us.army.mil | 2012-10-26T09:46:00 | Requirement | Space | 1B19 | ARMSTRONG CEILING TILE - CIRRUS TEGULAR; COLOR: WHITE; SERIES #534 GRID-15/16" EXPOSED TEE GRID SYSTEM-WHITE; SIZE: 2'x2'x3/4" | n/a | n/a | n/a | n/a | Clinic_076-078_Finish Schedule | n/a
CeilingMaterial | bill.east@us.army.mil | 2012-10-26T09:46:00 | Requirement | Space | 1B19 | ACOUSTICAL CEILING TILE | n/a | n/a | n/a | n/a | Clinic_076-078_Finish Schedule | n/a
FloorColor | bill.east@us.army.mil | 2012-10-26T09:46:00 | Requirement | Space | 1B19 | VAMERICAN OLEAN #A-55 DOE SIZE: 2"x2" | n/a | n/a | n/a | n/a | Clinic_076-078_Finish Schedule | n/a
FloorMaterial | bill.east@us.army.mil | 2012-10-26T09:46:00 | Requirement | Space | 1B19 | VINYL COMPOSITION TILE | n/a | n/a | n/a | n/a | Clinic_076-078_Finish Schedule | n/a
WallColor-East | bill.east@us.army.mil | 2012-10-26T09:46:00 | Requirement | Space | 1B19 | DEVOE # 2W18-2 PRARIE BUFF | n/a | n/a | n/a | n/a | Clinic_076-078_Finish Schedule | n/a
WallColor-North | bill.east@us.army.mil | 2012-10-26T09:46:00 | Requirement | Space | 1B19 | DEVOE # 2W18-2 PRARIE BUFF | n/a | n/a | n/a | n/a | Clinic_076-078_Finish Schedule | n/a
WallColor-South | bill.east@us.army.mil | 2012-10-26T09:46:00 | Requirement | Space | 1B19 | DEVOE # 2W18-2 PRARIE BUFF | n/a | n/a | n/a | n/a | Clinic_076-078_Finish Schedule | n/a
WallColor-West | bill.east@us.army.mil | 2012-10-26T09:46:00 | Requirement | Space | 1B19 | DEVOE # 2W18-2 PRARIE BUFF | n/a | n/a | n/a | n/a | Clinic_076-078_Finish Schedule | n/a
WallMaterial-East | bill.east@us.army.mil | 2012-10-26T09:46:00 | Requirement | Space | 1B19 | GYPSUM WALLBOARD WITH LIQUID GLAZED COATING | n/a | n/a | n/a | n/a | Clinic_076-078_Finish Schedule | n/a
WallMaterial-North | bill.east@us.army.mil | 2012-10-26T09:46:00 | Requirement | Space | 1B19 | GYPSUM WALLBOARD WITH PAINT | n/a | n/a | n/a | n/a | Clinic_076-078_Finish Schedule | n/a
WallMaterial-South | bill.east@us.army.mil | 2012-10-26T09:46:00 | Requirement | Space | 1B19 | GYPSUM WALLBOARD WITH PAINT | n/a | n/a | n/a | n/a | Clinic_076-078_Finish Schedule | n/a
WallMaterial-West | bill.east@us.army.mil | 2012-10-26T09:46:00 | Requirement | Space | 1B19 | GYPSUM WALLBOARD WITH PAINT | n/a | n/a | n/a | n/a | Clinic_076-078_Finish Schedule | n/a
BaseColor | bill.east@us.army.mil | 2012-10-26T09:46:00 | Requirement | Space | 1B21 | ROPPE - 40 FAWN - 4" HIGH RUBBER COVE BASE | n/a | n/a | n/a | n/a | Clinic_076-078_Finish Schedule | n/a
BaseMaterial | bill.east@us.army.mil | 2012-10-26T09:46:00 | Requirement | Space | 1B21 | RUBBER BASE | n/a | n/a | n/a | n/a | Clinic_076-078_Finish Schedule | n/a
CeilingColor | bill.east@us.army.mil | 2012-10-26T09:46:00 | Requirement | Space | 1B21 | UNFINISHED | n/a | n/a | n/a | n/a | Clinic_076-078_Finish Schedule | n/a
CeilingMaterial | bill.east@us.army.mil | 2012-10-26T09:46:00 | Requirement | Space | 1B21 | CONCRETE | n/a | n/a | n/a | n/a | Clinic_076-078_Finish Schedule | n/a
FloorColor | bill.east@us.army.mil | 2012-10-26T09:46:00 | Requirement | Space | 1B21 | VAMERICAN OLEAN #A-55 DOE SIZE: 2"x2" | n/a | n/a | n/a | n/a | Clinic_076-078_Finish Schedule | n/a
FloorMaterial | bill.east@us.army.mil | 2012-10-26T09:46:00 | Requirement | Space | 1B21 | VINYL COMPOSITION TILE | n/a | n/a | n/a | n/a | Clinic_076-078_Finish Schedule | n/a
WallColor-East | bill.east@us.army.mil | 2012-10-26T09:46:00 | Requirement | Space | 1B21 | DEVOE # 2W18-2 PRARIE BUFF | n/a | n/a | n/a | n/a | Clinic_076-078_Finish Schedule | n/a
WallColor-North | bill.east@us.army.mil | 2012-10-26T09:46:00 | Requirement | Space | 1B21 | DEVOE # 2W18-2 PRARIE BUFF | n/a | n/a | n/a | n/a | Clinic_076-078_Finish Schedule | n/a
WallColor-South | bill.east@us.army.mil | 2012-10-26T09:46:00 | Requirement | Space | 1B21 | DEVOE # 2W18-2 PRARIE BUFF | n/a | n/a | n/a | n/a | Clinic_076-078_Finish Schedule | n/a
WallColor-West | bill.east@us.army.mil | 2012-10-26T09:46:00 | Requirement | Space | 1B21 | DEVOE # 2W18-2 PRARIE BUFF | n/a | n/a | n/a | n/a | Clinic_076-078_Finish Schedule | n/a
WallMaterial-East | bill.east@us.army.mil | 2012-10-26T09:46:00 | Requirement | Space | 1B21 | GYPSUM WALLBOARD WITH LIQUID GLAZED COATING | n/a | n/a | n/a | n/a | Clinic_076-078_Finish Schedule | n/a
WallMaterial-North | bill.east@us.army.mil | 2012-10-26T09:46:00 | Requirement | Space | 1B21 | GYPSUM WALLBOARD WITH PAINT | n/a | n/a | n/a | n/a | Clinic_076-078_Finish Schedule | n/a
WallMaterial-South | bill.east@us.army.mil | 2012-10-26T09:46:00 | Requirement | Space | 1B21 | GYPSUM WALLBOARD WITH PAINT | n/a | n/a | n/a | n/a | Clinic_076-078_Finish Schedule | n/a
WallMaterial-West | bill.east@us.army.mil | 2012-10-26T09:46:00 | Requirement | Space | 1B21 | GYPSUM WALLBOARD WITH PAINT | n/a | n/a | n/a | n/a | Clinic_076-078_Finish Schedule | n/a
BaseColor | bill.east@us.army.mil | 2012-10-26T09:46:00 | Requirement | Space | 1B23 | n/a | n/a | n/a | n/a | n/a | Clinic_076-078_Finish Schedule | n/a
BaseMaterial | bill.east@us.army.mil | 2012-10-26T09:46:00 | Requirement | Space | 1B23 | n/a | n/a | n/a | n/a | n/a | Clinic_076-078_Finish Schedule | n/a
CeilingColor | bill.east@us.army.mil | 2012-10-26T09:46:00 | Requirement | Space | 1B23 | ARMSTRONG CEILING TILE - CIRRUS TEGULAR; COLOR: WHITE; SERIES #534 GRID-15/16" EXPOSED TEE GRID SYSTEM-WHITE; SIZE: 2'x2'x3/4" | n/a | n/a | n/a | n/a | Clinic_076-078_Finish Schedule | n/a
CeilingMaterial | bill.east@us.army.mil | 2012-10-26T09:46:00 | Requirement | Space | 1B23 | ACOUSTICAL CEILING TILE | n/a | n/a | n/a | n/a | Clinic_076-078_Finish Schedule | n/a
FloorColor | bill.east@us.army.mil | 2012-10-26T09:46:00 | Requirement | Space | 1B23 | UNFINISHED | n/a | n/a | n/a | n/a | Clinic_076-078_Finish Schedule | n/a
FloorMaterial | bill.east@us.army.mil | 2012-10-26T09:46:00 | Requirement | Space | 1B23 | CONCRETE | n/a | n/a | n/a | n/a | Clinic_076-078_Finish Schedule | n/a
WallColor-East | bill.east@us.army.mil | 2012-10-26T09:46:00 | Requirement | Space | 1B23 | UNFINISHED | n/a | n/a | n/a | n/a | Clinic_076-078_Finish Schedule | n/a
WallColor-North | bill.east@us.army.mil | 2012-10-26T09:46:00 | Requirement | Space | 1B23 | UNFINISHED | n/a | n/a | n/a | n/a | Clinic_076-078_Finish Schedule | n/a
WallColor-South | bill.east@us.army.mil | 2012-10-26T09:46:00 | Requirement | Space | 1B23 | UNFINISHED | n/a | n/a | n/a | n/a | Clinic_076-078_Finish Schedule | n/a
WallColor-West | bill.east@us.army.mil | 2012-10-26T09:46:00 | Requirement | Space | 1B23 | UNFINISHED | n/a | n/a | n/a | n/a | Clinic_076-078_Finish Schedule | n/a
WallMaterial-East | bill.east@us.army.mil | 2012-10-26T09:46:00 | Requirement | Space | 1B23 | GYPSUM WALLBOARD WITH LIQUID GLAZED COATING | n/a | n/a | n/a | n/a | Clinic_076-078_Finish Schedule | n/a
WallMaterial-North | bill.east@us.army.mil | 2012-10-26T09:46:00 | Requirement | Space | 1B23 | GYPSUM WALLBOARD WITH LIQUID GLAZED COATING | n/a | n/a | n/a | n/a | Clinic_076-078_Finish Schedule | n/a
WallMaterial-South | bill.east@us.army.mil | 2012-10-26T09:46:00 | Requirement | Space | 1B23 | GYPSUM WALLBOARD WITH LIQUID GLAZED COATING | n/a | n/a | n/a | n/a | Clinic_076-078_Finish Schedule | n/a
WallMaterial-West | bill.east@us.army.mil | 2012-10-26T09:46:00 | Requirement | Space | 1B23 | GYPSUM WALLBOARD WITH LIQUID GLAZED COATING | n/a | n/a | n/a | n/a | Clinic_076-078_Finish Schedule | n/a
BaseColor | bill.east@us.army.mil | 2012-10-26T09:46:00 | Requirement | Space | 1BC1 | ROPPE - 40 FAWN - 4" HIGH RUBBER COVE BASE | n/a | n/a | n/a | n/a | Clinic_076-078_Finish Schedule | n/a
BaseMaterial | bill.east@us.army.mil | 2012-10-26T09:46:00 | Requirement | Space | 1BC1 | RUBBER BASE | n/a | n/a | n/a | n/a | Clinic_076-078_Finish Schedule | n/a
CeilingColor | bill.east@us.army.mil | 2012-10-26T09:46:00 | Requirement | Space | 1BC1 | UNFINISHED | n/a | n/a | n/a | n/a | Clinic_076-078_Finish Schedule | n/a
CeilingMaterial | bill.east@us.army.mil | 2012-10-26T09:46:00 | Requirement | Space | 1BC1 | CONCRETE | n/a | n/a | n/a | n/a | Clinic_076-078_Finish Schedule | n/a
FloorColor | bill.east@us.army.mil | 2012-10-26T09:46:00 | Requirement | Space | 1BC1 | VAMERICAN OLEAN #A-55 DOE SIZE: 2"x2",2 | n/a | n/a | n/a | n/a | Clinic_076-078_Finish Schedule | n/a
FloorMaterial | bill.east@us.army.mil | 2012-10-26T09:46:00 | Requirement | Space | 1BC1 | VINYL COMPOSITION TILE | n/a | n/a | n/a | n/a | Clinic_076-078_Finish Schedule | n/a
WallColor-East | bill.east@us.army.mil | 2012-10-26T09:46:00 | Requirement | Space | 1BC1 | DEVOE # 2W18-2 PRARIE BUFF | n/a | n/a | n/a | n/a | Clinic_076-078_Finish Schedule | n/a
WallColor-North | bill.east@us.army.mil | 2012-10-26T09:46:00 | Requirement | Space | 1BC1 | DEVOE # 2W18-2 PRARIE BUFF | n/a | n/a | n/a | n/a | Clinic_076-078_Finish Schedule | n/a
WallColor-South | bill.east@us.army.mil | 2012-10-26T09:46:00 | Requirement | Space | 1BC1 | DEVOE # 2W18-2 PRARIE BUFF | n/a | n/a | n/a | n/a | Clinic_076-078_Finish Schedule | n/a
WallColor-West | bill.east@us.army.mil | 2012-10-26T09:46:00 | Requirement | Space | 1BC1 | DEVOE # 2W18-2 PRARIE BUFF | n/a | n/a | n/a | n/a | Clinic_076-078_Finish Schedule | n/a
WallMaterial-East | bill.east@us.army.mil | 2012-10-26T09:46:00 | Requirement | Space | 1BC1 | GYPSUM WALLBOARD WITH LIQUID GLAZED COATING | n/a | n/a | n/a | n/a | Clinic_076-078_Finish Schedule | n/a
WallMaterial-North | bill.east@us.army.mil | 2012-10-26T09:46:00 | Requirement | Space | 1BC1 | GYPSUM WALLBOARD WITH PAINT | n/a | n/a | n/a | n/a | Clinic_076-078_Finish Schedule | n/a
WallMaterial-South | bill.east@us.army.mil | 2012-10-26T09:46:00 | Requirement | Space | 1BC1 | GYPSUM WALLBOARD WITH PAINT | n/a | n/a | n/a | n/a | Clinic_076-078_Finish Schedule | n/a
WallMaterial-West | bill.east@us.army.mil | 2012-10-26T09:46:00 | Requirement | Space | 1BC1 | GYPSUM WALLBOARD WITH PAINT | n/a | n/a | n/a | n/a | Clinic_076-078_Finish Schedule | n/a
BaseColor | bill.east@us.army.mil | 2012-10-26T09:46:00 | Requirement | Space | 1BC2 | ROPPE - 40 FAWN - 4" HIGH RUBBER COVE BASE | n/a | n/a | n/a | n/a | Clinic_076-078_Finish Schedule | n/a
BaseMaterial | bill.east@us.army.mil | 2012-10-26T09:46:00 | Requirement | Space | 1BC2 | RUBBER BASE | n/a | n/a | n/a | n/a | Clinic_076-078_Finish Schedule | n/a
CeilingColor | bill.east@us.army.mil | 2012-10-26T09:46:00 | Requirement | Space | 1BC2 | ARMSTRONG CEILING TILE - CIRRUS TEGULAR; COLOR: WHITE; SERIES #534 GRID-15/16" EXPOSED TEE GRID SYSTEM-WHITE; SIZE: 2'x2'x3/4" | n/a | n/a | n/a | n/a | Clinic_076-078_Finish Schedule | n/a
CeilingMaterial | bill.east@us.army.mil | 2012-10-26T09:46:00 | Requirement | Space | 1BC2 | ACOUSTICAL CEILING TILE | n/a | n/a | n/a | n/a | Clinic_076-078_Finish Schedule | n/a
FloorColor | bill.east@us.army.mil | 2012-10-26T09:46:00 | Requirement | Space | 1BC2 | VAMERICAN OLEAN #A-55 DOE SIZE: 2"x2" | n/a | n/a | n/a | n/a | Clinic_076-078_Finish Schedule | n/a
FloorMaterial | bill.east@us.army.mil | 2012-10-26T09:46:00 | Requirement | Space | 1BC2 | VINYL COMPOSITION TILE | n/a | n/a | n/a | n/a | Clinic_076-078_Finish Schedule | n/a
WallColor-East | bill.east@us.army.mil | 2012-10-26T09:46:00 | Requirement | Space | 1BC2 | DEVOE # 2W18-2 PRARIE BUFF | n/a | n/a | n/a | n/a | Clinic_076-078_Finish Schedule | n/a
WallColor-North | bill.east@us.army.mil | 2012-10-26T09:46:00 | Requirement | Space | 1BC2 | DEVOE # 2W18-2 PRARIE BUFF | n/a | n/a | n/a | n/a | Clinic_076-078_Finish Schedule | n/a
WallColor-South | bill.east@us.army.mil | 2012-10-26T09:46:00 | Requirement | Space | 1BC2 | DEVOE # 2W18-2 PRARIE BUFF | n/a | n/a | n/a | n/a | Clinic_076-078_Finish Schedule | n/a
WallColor-West | bill.east@us.army.mil | 2012-10-26T09:46:00 | Requirement | Space | 1BC2 | DEVOE # 2W18-2 PRARIE BUFF | n/a | n/a | n/a | n/a | Clinic_076-078_Finish Schedule | n/a
WallMaterial-East | bill.east@us.army.mil | 2012-10-26T09:46:00 | Requirement | Space | 1BC2 | GYPSUM WALLBOARD WITH PAINT | n/a | n/a | n/a | n/a | Clinic_076-078_Finish Schedule | n/a
WallMaterial-North | bill.east@us.army.mil | 2012-10-26T09:46:00 | Requirement | Space | 1BC2 | GYPSUM WALLBOARD WITH PAINT | n/a | n/a | n/a | n/a | Clinic_076-078_Finish Schedule | n/a
WallMaterial-South | bill.east@us.army.mil | 2012-10-26T09:46:00 | Requirement | Space | 1BC2 | GYPSUM WALLBOARD WITH PAINT | n/a | n/a | n/a | n/a | Clinic_076-078_Finish Schedule | n/a
WallMaterial-West | bill.east@us.army.mil | 2012-10-26T09:46:00 | Requirement | Space | 1BC2 | GYPSUM WALLBOARD WITH PAINT | n/a | n/a | n/a | n/a | Clinic_076-078_Finish Schedule | n/a
BaseColor | bill.east@us.army.mil | 2012-10-26T09:46:00 | Requirement | Space | 1BC3 | ROPPE - 40 FAWN - 4" HIGH RUBBER COVE BASE | n/a | n/a | n/a | n/a | Clinic_076-078_Finish Schedule | n/a
BaseMaterial | bill.east@us.army.mil | 2012-10-26T09:46:00 | Requirement | Space | 1BC3 | RUBBER BASE | n/a | n/a | n/a | n/a | Clinic_076-078_Finish Schedule | n/a
CeilingColor | bill.east@us.army.mil | 2012-10-26T09:46:00 | Requirement | Space | 1BC3 | ARMSTRONG CEILING TILE - CIRRUS TEGULAR; COLOR: WHITE; SERIES #534 GRID-15/16" EXPOSED TEE GRID SYSTEM-WHITE; SIZE: 2'x2'x3/4" | n/a | n/a | n/a | n/a | Clinic_076-078_Finish Schedule | n/a
CeilingMaterial | bill.east@us.army.mil | 2012-10-26T09:46:00 | Requirement | Space | 1BC3 | ACOUSTICAL CEILING TILE | n/a | n/a | n/a | n/a | Clinic_076-078_Finish Schedule | n/a
FloorColor | bill.east@us.army.mil | 2012-10-26T09:46:00 | Requirement | Space | 1BC3 | VAMERICAN OLEAN #A-55 DOE SIZE: 2"x2",2 | n/a | n/a | n/a | n/a | Clinic_076-078_Finish Schedule | n/a
FloorMaterial | bill.east@us.army.mil | 2012-10-26T09:46:00 | Requirement | Space | 1BC3 | VINYL COMPOSITION TILE | n/a | n/a | n/a | n/a | Clinic_076-078_Finish Schedule | n/a
WallColor-East | bill.east@us.army.mil | 2012-10-26T09:46:00 | Requirement | Space | 1BC3 | DEVOE # 2W18-2 PRARIE BUFF | n/a | n/a | n/a | n/a | Clinic_076-078_Finish Schedule | n/a
WallColor-North | bill.east@us.army.mil | 2012-10-26T09:46:00 | Requirement | Space | 1BC3 | DEVOE # 2C20-4 ROSEMARY GRAY | n/a | n/a | n/a | n/a | Clinic_076-078_Finish Schedule | n/a
WallColor-South | bill.east@us.army.mil | 2012-10-26T09:46:00 | Requirement | Space | 1BC3 | DEVOE # 2W18-2 PRARIE BUFF | n/a | n/a | n/a | n/a | Clinic_076-078_Finish Schedule | n/a
WallColor-West | bill.east@us.army.mil | 2012-10-26T09:46:00 | Requirement | Space | 1BC3 | DEVOE # 2W18-2 PRARIE BUFF | n/a | n/a | n/a | n/a | Clinic_076-078_Finish Schedule | n/a
WallMaterial-East | bill.east@us.army.mil | 2012-10-26T09:46:00 | Requirement | Space | 1BC3 | GYPSUM WALLBOARD WITH LIQUID GLAZED COATING | n/a | n/a | n/a | n/a | Clinic_076-078_Finish Schedule | n/a
WallMaterial-North | bill.east@us.army.mil | 2012-10-26T09:46:00 | Requirement | Space | 1BC3 | GYPSUM WALLBOARD WITH PAINT | n/a | n/a | n/a | n/a | Clinic_076-078_Finish Schedule | n/a
WallMaterial-South | bill.east@us.army.mil | 2012-10-26T09:46:00 | Requirement | Space | 1BC3 | GYPSUM WALLBOARD WITH PAINT | n/a | n/a | n/a | n/a | Clinic_076-078_Finish Schedule | n/a
WallMaterial-West | bill.east@us.army.mil | 2012-10-26T09:46:00 | Requirement | Space | 1BC3 | GYPSUM WALLBOARD WITH PAINT | n/a | n/a | n/a | n/a | Clinic_076-078_Finish Schedule | n/a
BaseColor | bill.east@us.army.mil | 2012-10-26T09:46:00 | Requirement | Space | 1BC4 | ROPPE - 40 FAWN - 4" HIGH RUBBER COVE BASE | n/a | n/a | n/a | n/a | Clinic_076-078_Finish Schedule | n/a
BaseMaterial | bill.east@us.army.mil | 2012-10-26T09:46:00 | Requirement | Space | 1BC4 | RUBBER BASE | n/a | n/a | n/a | n/a | Clinic_076-078_Finish Schedule | n/a
CeilingColor | bill.east@us.army.mil | 2012-10-26T09:46:00 | Requirement | Space | 1BC4 | ARMSTRONG CEILING TILE - CIRRUS TEGULAR; COLOR: WHITE; SERIES #534 GRID-15/16" EXPOSED TEE GRID SYSTEM-WHITE; SIZE: 2'x2'x3/4" | n/a | n/a | n/a | n/a | Clinic_076-078_Finish Schedule | n/a
CeilingMaterial | bill.east@us.army.mil | 2012-10-26T09:46:00 | Requirement | Space | 1BC4 | ACOUSTICAL CEILING TILE | n/a | n/a | n/a | n/a | Clinic_076-078_Finish Schedule | n/a
FloorColor | bill.east@us.army.mil | 2012-10-26T09:46:00 | Requirement | Space | 1BC4 | VAMERICAN OLEAN #A-55 DOE SIZE: 2"x2",2 | n/a | n/a | n/a | n/a | Clinic_076-078_Finish Schedule | n/a
FloorMaterial | bill.east@us.army.mil | 2012-10-26T09:46:00 | Requirement | Space | 1BC4 | VINYL COMPOSITION TILE | n/a | n/a | n/a | n/a | Clinic_076-078_Finish Schedule | n/a
WallColor-East | bill.east@us.army.mil | 2012-10-26T09:46:00 | Requirement | Space | 1BC4 | DEVOE # 2C20-4 ROSEMARY GRAY | n/a | n/a | n/a | n/a | Clinic_076-078_Finish Schedule | n/a
WallColor-North | bill.east@us.army.mil | 2012-10-26T09:46:00 | Requirement | Space | 1BC4 | DEVOE # 2W18-2 PRARIE BUFF | n/a | n/a | n/a | n/a | Clinic_076-078_Finish Schedule | n/a
WallColor-South | bill.east@us.army.mil | 2012-10-26T09:46:00 | Requirement | Space | 1BC4 | DEVOE # 2W18-2 PRARIE BUFF | n/a | n/a | n/a | n/a | Clinic_076-078_Finish Schedule | n/a
WallColor-West | bill.east@us.army.mil | 2012-10-26T09:46:00 | Requirement | Space | 1BC4 | DEVOE # 2W18-2 PRARIE BUFF | n/a | n/a | n/a | n/a | Clinic_076-078_Finish Schedule | n/a
WallMaterial-East | bill.east@us.army.mil | 2012-10-26T09:46:00 | Requirement | Space | 1BC4 | GYPSUM WALLBOARD WITH LIQUID GLAZED COATING | n/a | n/a | n/a | n/a | Clinic_076-078_Finish Schedule | n/a
WallMaterial-North | bill.east@us.army.mil | 2012-10-26T09:46:00 | Requirement | Space | 1BC4 | GYPSUM WALLBOARD WITH PAINT | n/a | n/a | n/a | n/a | Clinic_076-078_Finish Schedule | n/a
WallMaterial-South | bill.east@us.army.mil | 2012-10-26T09:46:00 | Requirement | Space | 1BC4 | GYPSUM WALLBOARD WITH PAINT | n/a | n/a | n/a | n/a | Clinic_076-078_Finish Schedule | n/a
WallMaterial-West | bill.east@us.army.mil | 2012-10-26T09:46:00 | Requirement | Space | 1BC4 | GYPSUM WALLBOARD WITH PAINT | n/a | n/a | n/a | n/a | Clinic_076-078_Finish Schedule | n/a
BaseColor | bill.east@us.army.mil | 2012-10-26T09:46:00 | Requirement | Space | 1BS2 | ROPPE - 40 FAWN - 4" HIGH RUBBER COVE BASE | n/a | n/a | n/a | n/a | Clinic_076-078_Finish Schedule | n/a
BaseMaterial | bill.east@us.army.mil | 2012-10-26T09:46:00 | Requirement | Space | 1BS2 | RUBBER BASE | n/a | n/a | n/a | n/a | Clinic_076-078_Finish Schedule | n/a
CeilingColor | bill.east@us.army.mil | 2012-10-26T09:46:00 | Requirement | Space | 1BS2 | ARMSTRONG CEILING TILE - CIRRUS TEGULAR; COLOR: WHITE; SERIES #534 GRID-15/16" EXPOSED TEE GRID SYSTEM-WHITE; SIZE: 2'x2'x3/4" | n/a | n/a | n/a | n/a | Clinic_076-078_Finish Schedule | n/a
CeilingMaterial | bill.east@us.army.mil | 2012-10-26T09:46:00 | Requirement | Space | 1BS2 | ACOUSTICAL CEILING TILE | n/a | n/a | n/a | n/a | Clinic_076-078_Finish Schedule | n/a
FloorColor | bill.east@us.army.mil | 2012-10-26T09:46:00 | Requirement | Space | 1BS2 | VAMERICAN OLEAN #A-55 DOE SIZE: 2"x2" | n/a | n/a | n/a | n/a | Clinic_076-078_Finish Schedule | n/a
FloorMaterial | bill.east@us.army.mil | 2012-10-26T09:46:00 | Requirement | Space | 1BS2 | VINYL COMPOSITION TILE | n/a | n/a | n/a | n/a | Clinic_076-078_Finish Schedule | n/a
WallColor-East | bill.east@us.army.mil | 2012-10-26T09:46:00 | Requirement | Space | 1BS2 | DEVOE # 2W18-2 PRARIE BUFF | n/a | n/a | n/a | n/a | Clinic_076-078_Finish Schedule | n/a
WallColor-North | bill.east@us.army.mil | 2012-10-26T09:46:00 | Requirement | Space | 1BS2 | DEVOE # 2W18-2 PRARIE BUFF | n/a | n/a | n/a | n/a | Clinic_076-078_Finish Schedule | n/a
WallColor-South | bill.east@us.army.mil | 2012-10-26T09:46:00 | Requirement | Space | 1BS2 | DEVOE # 2C20-4 ROSEMARY GRAY | n/a | n/a | n/a | n/a | Clinic_076-078_Finish Schedule | n/a
WallColor-West | bill.east@us.army.mil | 2012-10-26T09:46:00 | Requirement | Space | 1BS2 | DEVOE # 2W18-2 PRARIE BUFF | n/a | n/a | n/a | n/a | Clinic_076-078_Finish Schedule | n/a
WallMaterial-East | bill.east@us.army.mil | 2012-10-26T09:46:00 | Requirement | Space | 1BS2 | GYPSUM WALLBOARD WITH LIQUID GLAZED COATING | n/a | n/a | n/a | n/a | Clinic_076-078_Finish Schedule | n/a
WallMaterial-North | bill.east@us.army.mil | 2012-10-26T09:46:00 | Requirement | Space | 1BS2 | GYPSUM WALLBOARD WITH PAINT | n/a | n/a | n/a | n/a | Clinic_076-078_Finish Schedule | n/a
WallMaterial-South | bill.east@us.army.mil | 2012-10-26T09:46:00 | Requirement | Space | 1BS2 | GYPSUM WALLBOARD WITH PAINT | n/a | n/a | n/a | n/a | Clinic_076-078_Finish Schedule | n/a
WallMaterial-West | bill.east@us.army.mil | 2012-10-26T09:46:00 | Requirement | Space | 1BS2 | GYPSUM WALLBOARD WITH PAINT | n/a | n/a | n/a | n/a | Clinic_076-078_Finish Schedule | n/a
BaseColor | bill.east@us.army.mil | 2012-10-26T09:46:00 | Requirement | Space | 1C01 | ROPPE - 40 FAWN - 4" HIGH RUBBER COVE BASE | n/a | n/a | n/a | n/a | Clinic_076-078_Finish Schedule | n/a
BaseMaterial | bill.east@us.army.mil | 2012-10-26T09:46:00 | Requirement | Space | 1C01 | RUBBER BASE | n/a | n/a | n/a | n/a | Clinic_076-078_Finish Schedule | n/a
CeilingColor | bill.east@us.army.mil | 2012-10-26T09:46:00 | Requirement | Space | 1C01 | ARMSTRONG CEILING TILE - CIRRUS TEGULAR; COLOR: WHITE; SERIES #534 GRID-15/16" EXPOSED TEE GRID SYSTEM-WHITE; SIZE: 2'x2'x3/4" | n/a | n/a | n/a | n/a | Clinic_076-078_Finish Schedule | n/a
CeilingMaterial | bill.east@us.army.mil | 2012-10-26T09:46:00 | Requirement | Space | 1C01 | ACOUSTICAL CEILING TILE | n/a | n/a | n/a | n/a | Clinic_076-078_Finish Schedule | n/a
FloorColor | bill.east@us.army.mil | 2012-10-26T09:46:00 | Requirement | Space | 1C01 | INTERFACE - CARIBBEAN #3063 SEA TURTLE | n/a | n/a | n/a | n/a | Clinic_076-078_Finish Schedule | n/a
FloorMaterial | bill.east@us.army.mil | 2012-10-26T09:46:00 | Requirement | Space | 1C01 | CARPET | n/a | n/a | n/a | n/a | Clinic_076-078_Finish Schedule | n/a
WallColor-East | bill.east@us.army.mil | 2012-10-26T09:46:00 | Requirement | Space | 1C01 | DEVOE # 2W18-2 PRARIE BUFF | n/a | n/a | n/a | n/a | Clinic_076-078_Finish Schedule | n/a
WallColor-North | bill.east@us.army.mil | 2012-10-26T09:46:00 | Requirement | Space | 1C01 | DEVOE # 2W18-2 PRARIE BUFF | n/a | n/a | n/a | n/a | Clinic_076-078_Finish Schedule | n/a
WallColor-South | bill.east@us.army.mil | 2012-10-26T09:46:00 | Requirement | Space | 1C01 | DEVOE # 2W18-2 PRARIE BUFF | n/a | n/a | n/a | n/a | Clinic_076-078_Finish Schedule | n/a
WallColor-West | bill.east@us.army.mil | 2012-10-26T09:46:00 | Requirement | Space | 1C01 | DEVOE # 2W18-2 PRARIE BUFF | n/a | n/a | n/a | n/a | Clinic_076-078_Finish Schedule | n/a
WallMaterial-East | bill.east@us.army.mil | 2012-10-26T09:46:00 | Requirement | Space | 1C01 | GYPSUM WALLBOARD WITH PAINT | n/a | n/a | n/a | n/a | Clinic_076-078_Finish Schedule | n/a
WallMaterial-North | bill.east@us.army.mil | 2012-10-26T09:46:00 | Requirement | Space | 1C01 | GYPSUM WALLBOARD WITH PAINT | n/a | n/a | n/a | n/a | Clinic_076-078_Finish Schedule | n/a
WallMaterial-South | bill.east@us.army.mil | 2012-10-26T09:46:00 | Requirement | Space | 1C01 | GYPSUM WALLBOARD WITH PAINT | n/a | n/a | n/a | n/a | Clinic_076-078_Finish Schedule | n/a
WallMaterial-West | bill.east@us.army.mil | 2012-10-26T09:46:00 | Requirement | Space | 1C01 | GYPSUM WALLBOARD WITH PAINT | n/a | n/a | n/a | n/a | Clinic_076-078_Finish Schedule | n/a
BaseColor | bill.east@us.army.mil | 2012-10-26T09:46:00 | Requirement | Space | 1C02 | ROPPE - 40 FAWN - 4" HIGH RUBBER COVE BASE | n/a | n/a | n/a | n/a | Clinic_076-078_Finish Schedule | n/a
BaseMaterial | bill.east@us.army.mil | 2012-10-26T09:46:00 | Requirement | Space | 1C02 | RUBBER BASE | n/a | n/a | n/a | n/a | Clinic_076-078_Finish Schedule | n/a
CeilingColor | bill.east@us.army.mil | 2012-10-26T09:46:00 | Requirement | Space | 1C02 | ARMSTRONG CEILING TILE - CIRRUS TEGULAR; COLOR: WHITE; SERIES #534 GRID-15/16" EXPOSED TEE GRID SYSTEM-WHITE; SIZE: 2'x2'x3/4" | n/a | n/a | n/a | n/a | Clinic_076-078_Finish Schedule | n/a
CeilingMaterial | bill.east@us.army.mil | 2012-10-26T09:46:00 | Requirement | Space | 1C02 | ACOUSTICAL CEILING TILE | n/a | n/a | n/a | n/a | Clinic_076-078_Finish Schedule | n/a
FloorColor | bill.east@us.army.mil | 2012-10-26T09:46:00 | Requirement | Space | 1C02 | INTERFACE - CARIBBEAN #3063 SEA TURTLE | n/a | n/a | n/a | n/a | Clinic_076-078_Finish Schedule | n/a
FloorMaterial | bill.east@us.army.mil | 2012-10-26T09:46:00 | Requirement | Space | 1C02 | CARPET | n/a | n/a | n/a | n/a | Clinic_076-078_Finish Schedule | n/a
WallColor-East | bill.east@us.army.mil | 2012-10-26T09:46:00 | Requirement | Space | 1C02 | DEVOE # 2W18-2 PRARIE BUFF | n/a | n/a | n/a | n/a | Clinic_076-078_Finish Schedule | n/a
WallColor-North | bill.east@us.army.mil | 2012-10-26T09:46:00 | Requirement | Space | 1C02 | DEVOE # 2W18-2 PRARIE BUFF | n/a | n/a | n/a | n/a | Clinic_076-078_Finish Schedule | n/a
WallColor-South | bill.east@us.army.mil | 2012-10-26T09:46:00 | Requirement | Space | 1C02 | DEVOE # 2C20-4 ROSEMARY GRAY | n/a | n/a | n/a | n/a | Clinic_076-078_Finish Schedule | n/a
WallColor-West | bill.east@us.army.mil | 2012-10-26T09:46:00 | Requirement | Space | 1C02 | DEVOE # 2W18-2 PRARIE BUFF | n/a | n/a | n/a | n/a | Clinic_076-078_Finish Schedule | n/a
WallMaterial-East | bill.east@us.army.mil | 2012-10-26T09:46:00 | Requirement | Space | 1C02 | GYPSUM WALLBOARD WITH LIQUID GLAZED COATING | n/a | n/a | n/a | n/a | Clinic_076-078_Finish Schedule | n/a
WallMaterial-North | bill.east@us.army.mil | 2012-10-26T09:46:00 | Requirement | Space | 1C02 | GYPSUM WALLBOARD WITH PAINT | n/a | n/a | n/a | n/a | Clinic_076-078_Finish Schedule | n/a
WallMaterial-South | bill.east@us.army.mil | 2012-10-26T09:46:00 | Requirement | Space | 1C02 | GYPSUM WALLBOARD WITH PAINT | n/a | n/a | n/a | n/a | Clinic_076-078_Finish Schedule | n/a
WallMaterial-West | bill.east@us.army.mil | 2012-10-26T09:46:00 | Requirement | Space | 1C02 | GYPSUM WALLBOARD WITH PAINT | n/a | n/a | n/a | n/a | Clinic_076-078_Finish Schedule | n/a
BaseColor | bill.east@us.army.mil | 2012-10-26T09:46:00 | Requirement | Space | 1C03 | ROPPE - 40 FAWN - 4" HIGH RUBBER COVE BASE | n/a | n/a | n/a | n/a | Clinic_076-078_Finish Schedule | n/a
BaseMaterial | bill.east@us.army.mil | 2012-10-26T09:46:00 | Requirement | Space | 1C03 | RUBBER BASE | n/a | n/a | n/a | n/a | Clinic_076-078_Finish Schedule | n/a
CeilingColor | bill.east@us.army.mil | 2012-10-26T09:46:00 | Requirement | Space | 1C03 | MATCH PT3 - Devoe # 2W19-4 CLAY PEBBLE | n/a | n/a | n/a | n/a | Clinic_076-078_Finish Schedule | n/a
CeilingMaterial | bill.east@us.army.mil | 2012-10-26T09:46:00 | Requirement | Space | 1C03 | GYPSUM WALLBOARD WITH LIQUID GLAZED COATING | n/a | n/a | n/a | n/a | Clinic_076-078_Finish Schedule | n/a
FloorColor | bill.east@us.army.mil | 2012-10-26T09:46:00 | Requirement | Space | 1C03 | VAMERICAN OLEAN #A-55 DOE SIZE: 2"x2" | n/a | n/a | n/a | n/a | Clinic_076-078_Finish Schedule | n/a
FloorMaterial | bill.east@us.army.mil | 2012-10-26T09:46:00 | Requirement | Space | 1C03 | VINYL COMPOSITION TILE | n/a | n/a | n/a | n/a | Clinic_076-078_Finish Schedule | n/a
WallColor-East | bill.east@us.army.mil | 2012-10-26T09:46:00 | Requirement | Space | 1C03 | MATCH PT3 - Devoe # 2W19-4 CLAY PEBBLE | n/a | n/a | n/a | n/a | Clinic_076-078_Finish Schedule | n/a
WallColor-North | bill.east@us.army.mil | 2012-10-26T09:46:00 | Requirement | Space | 1C03 | MATCH PT3 - Devoe # 2W19-4 CLAY PEBBLE | n/a | n/a | n/a | n/a | Clinic_076-078_Finish Schedule | n/a
WallColor-South | bill.east@us.army.mil | 2012-10-26T09:46:00 | Requirement | Space | 1C03 | MATCH PT3 - Devoe # 2W19-4 CLAY PEBBLE | n/a | n/a | n/a | n/a | Clinic_076-078_Finish Schedule | n/a
WallColor-West | bill.east@us.army.mil | 2012-10-26T09:46:00 | Requirement | Space | 1C03 | MATCH PT3 - Devoe # 2W19-4 CLAY PEBBLE | n/a | n/a | n/a | n/a | Clinic_076-078_Finish Schedule | n/a
WallMaterial-East | bill.east@us.army.mil | 2012-10-26T09:46:00 | Requirement | Space | 1C03 | GYPSUM WALLBOARD WITH LIQUID GLAZED COATING | n/a | n/a | n/a | n/a | Clinic_076-078_Finish Schedule | n/a
WallMaterial-North | bill.east@us.army.mil | 2012-10-26T09:46:00 | Requirement | Space | 1C03 | GYPSUM WALLBOARD WITH LIQUID GLAZED COATING | n/a | n/a | n/a | n/a | Clinic_076-078_Finish Schedule | n/a
WallMaterial-South | bill.east@us.army.mil | 2012-10-26T09:46:00 | Requirement | Space | 1C03 | GYPSUM WALLBOARD WITH LIQUID GLAZED COATING | n/a | n/a | n/a | n/a | Clinic_076-078_Finish Schedule | n/a
WallMaterial-West | bill.east@us.army.mil | 2012-10-26T09:46:00 | Requirement | Space | 1C03 | GYPSUM WALLBOARD WITH LIQUID GLAZED COATING | n/a | n/a | n/a | n/a | Clinic_076-078_Finish Schedule | n/a
BaseColor | bill.east@us.army.mil | 2012-10-26T09:46:00 | Requirement | Space | 1C04 | ROPPE - 40 FAWN - 4" HIGH RUBBER COVE BASE | n/a | n/a | n/a | n/a | Clinic_076-078_Finish Schedule | n/a
BaseMaterial | bill.east@us.army.mil | 2012-10-26T09:46:00 | Requirement | Space | 1C04 | RUBBER BASE | n/a | n/a | n/a | n/a | Clinic_076-078_Finish Schedule | n/a
CeilingColor | bill.east@us.army.mil | 2012-10-26T09:46:00 | Requirement | Space | 1C04 | ARMSTRONG CEILING TILE - CIRRUS TEGULAR; COLOR: WHITE; SERIES #534 GRID-15/16" EXPOSED TEE GRID SYSTEM-WHITE; SIZE: 2'x2'x3/4" | n/a | n/a | n/a | n/a | Clinic_076-078_Finish Schedule | n/a
CeilingMaterial | bill.east@us.army.mil | 2012-10-26T09:46:00 | Requirement | Space | 1C04 | ACOUSTICAL CEILING TILE | n/a | n/a | n/a | n/a | Clinic_076-078_Finish Schedule | n/a
FloorColor | bill.east@us.army.mil | 2012-10-26T09:46:00 | Requirement | Space | 1C04 | VAMERICAN OLEAN #A-55 DOE SIZE: 2"x2" | n/a | n/a | n/a | n/a | Clinic_076-078_Finish Schedule | n/a
FloorMaterial | bill.east@us.army.mil | 2012-10-26T09:46:00 | Requirement | Space | 1C04 | VINYL COMPOSITION TILE | n/a | n/a | n/a | n/a | Clinic_076-078_Finish Schedule | n/a
WallColor-East | bill.east@us.army.mil | 2012-10-26T09:46:00 | Requirement | Space | 1C04 | DEVOE # 2W18-2 PRARIE BUFF | n/a | n/a | n/a | n/a | Clinic_076-078_Finish Schedule | n/a
WallColor-North | bill.east@us.army.mil | 2012-10-26T09:46:00 | Requirement | Space | 1C04 | DEVOE # 2W18-2 PRARIE BUFF | n/a | n/a | n/a | n/a | Clinic_076-078_Finish Schedule | n/a
WallColor-South | bill.east@us.army.mil | 2012-10-26T09:46:00 | Requirement | Space | 1C04 | DEVOE # 2W18-2 PRARIE BUFF | n/a | n/a | n/a | n/a | Clinic_076-078_Finish Schedule | n/a
WallColor-West | bill.east@us.army.mil | 2012-10-26T09:46:00 | Requirement | Space | 1C04 | DEVOE # 2W18-2 PRARIE BUFF | n/a | n/a | n/a | n/a | Clinic_076-078_Finish Schedule | n/a
WallMaterial-East | bill.east@us.army.mil | 2012-10-26T09:46:00 | Requirement | Space | 1C04 | GYPSUM WALLBOARD WITH LIQUID GLAZED COATING | n/a | n/a | n/a | n/a | Clinic_076-078_Finish Schedule | n/a
WallMaterial-North | bill.east@us.army.mil | 2012-10-26T09:46:00 | Requirement | Space | 1C04 | GYPSUM WALLBOARD WITH PAINT | n/a | n/a | n/a | n/a | Clinic_076-078_Finish Schedule | n/a
WallMaterial-South | bill.east@us.army.mil | 2012-10-26T09:46:00 | Requirement | Space | 1C04 | GYPSUM WALLBOARD WITH PAINT | n/a | n/a | n/a | n/a | Clinic_076-078_Finish Schedule | n/a
WallMaterial-West | bill.east@us.army.mil | 2012-10-26T09:46:00 | Requirement | Space | 1C04 | GYPSUM WALLBOARD WITH PAINT | n/a | n/a | n/a | n/a | Clinic_076-078_Finish Schedule | n/a
BaseColor | bill.east@us.army.mil | 2012-10-26T09:46:00 | Requirement | Space | 1C05 | ROPPE - 40 FAWN - 4" HIGH RUBBER COVE BASE | n/a | n/a | n/a | n/a | Clinic_076-078_Finish Schedule | n/a
BaseMaterial | bill.east@us.army.mil | 2012-10-26T09:46:00 | Requirement | Space | 1C05 | RUBBER BASE | n/a | n/a | n/a | n/a | Clinic_076-078_Finish Schedule | n/a
CeilingColor | bill.east@us.army.mil | 2012-10-26T09:46:00 | Requirement | Space | 1C05 | ARMSTRONG CEILING TILE - CIRRUS TEGULAR; COLOR: WHITE; SERIES #534 GRID-15/16" EXPOSED TEE GRID SYSTEM-WHITE; SIZE: 2'x2'x3/4" | n/a | n/a | n/a | n/a | Clinic_076-078_Finish Schedule | n/a
CeilingMaterial | bill.east@us.army.mil | 2012-10-26T09:46:00 | Requirement | Space | 1C05 | ACOUSTICAL CEILING TILE | n/a | n/a | n/a | n/a | Clinic_076-078_Finish Schedule | n/a
FloorColor | bill.east@us.army.mil | 2012-10-26T09:46:00 | Requirement | Space | 1C05 | VAMERICAN OLEAN #A-55 DOE SIZE: 2"x2" | n/a | n/a | n/a | n/a | Clinic_076-078_Finish Schedule | n/a
FloorMaterial | bill.east@us.army.mil | 2012-10-26T09:46:00 | Requirement | Space | 1C05 | VINYL COMPOSITION TILE | n/a | n/a | n/a | n/a | Clinic_076-078_Finish Schedule | n/a
WallColor-East | bill.east@us.army.mil | 2012-10-26T09:46:00 | Requirement | Space | 1C05 | DEVOE # 2W18-2 PRARIE BUFF | n/a | n/a | n/a | n/a | Clinic_076-078_Finish Schedule | n/a
WallColor-North | bill.east@us.army.mil | 2012-10-26T09:46:00 | Requirement | Space | 1C05 | DEVOE # 2W18-2 PRARIE BUFF | n/a | n/a | n/a | n/a | Clinic_076-078_Finish Schedule | n/a
WallColor-South | bill.east@us.army.mil | 2012-10-26T09:46:00 | Requirement | Space | 1C05 | DEVOE # 2W18-2 PRARIE BUFF | n/a | n/a | n/a | n/a | Clinic_076-078_Finish Schedule | n/a
WallColor-West | bill.east@us.army.mil | 2012-10-26T09:46:00 | Requirement | Space | 1C05 | DEVOE # 2W18-2 PRARIE BUFF | n/a | n/a | n/a | n/a | Clinic_076-078_Finish Schedule | n/a
WallMaterial-East | bill.east@us.army.mil | 2012-10-26T09:46:00 | Requirement | Space | 1C05 | GYPSUM WALLBOARD WITH PAINT | n/a | n/a | n/a | n/a | Clinic_076-078_Finish Schedule | n/a
WallMaterial-North | bill.east@us.army.mil | 2012-10-26T09:46:00 | Requirement | Space | 1C05 | GYPSUM WALLBOARD WITH PAINT | n/a | n/a | n/a | n/a | Clinic_076-078_Finish Schedule | n/a
WallMaterial-South | bill.east@us.army.mil | 2012-10-26T09:46:00 | Requirement | Space | 1C05 | GYPSUM WALLBOARD WITH PAINT | n/a | n/a | n/a | n/a | Clinic_076-078_Finish Schedule | n/a
WallMaterial-West | bill.east@us.army.mil | 2012-10-26T09:46:00 | Requirement | Space | 1C05 | GYPSUM WALLBOARD WITH PAINT | n/a | n/a | n/a | n/a | Clinic_076-078_Finish Schedule | n/a
BaseColor | bill.east@us.army.mil | 2012-10-26T09:46:00 | Requirement | Space | 1C06 | ROPPE - 40 FAWN - 4" HIGH RUBBER COVE BASE | n/a | n/a | n/a | n/a | Clinic_076-078_Finish Schedule | n/a
BaseMaterial | bill.east@us.army.mil | 2012-10-26T09:46:00 | Requirement | Space | 1C06 | RUBBER BASE | n/a | n/a | n/a | n/a | Clinic_076-078_Finish Schedule | n/a
CeilingColor | bill.east@us.army.mil | 2012-10-26T09:46:00 | Requirement | Space | 1C06 | ARMSTRONG CEILING TILE - FINE FISSURED DURATEX; COLOR: WHITE; SERIES #1870; GRID 15/16" EXPOSED TEE GRID SYSTEM-WHITE; SIZE: 2'x2' | n/a | n/a | n/a | n/a | Clinic_076-078_Finish Schedule | n/a
CeilingMaterial | bill.east@us.army.mil | 2012-10-26T09:46:00 | Requirement | Space | 1C06 | ACOUSTICAL CEILING TILE | n/a | n/a | n/a | n/a | Clinic_076-078_Finish Schedule | n/a
FloorColor | bill.east@us.army.mil | 2012-10-26T09:46:00 | Requirement | Space | 1C06 | VAMERICAN OLEAN #A-55 DOE SIZE: 2"x2" | n/a | n/a | n/a | n/a | Clinic_076-078_Finish Schedule | n/a
FloorMaterial | bill.east@us.army.mil | 2012-10-26T09:46:00 | Requirement | Space | 1C06 | VINYL COMPOSITION TILE | n/a | n/a | n/a | n/a | Clinic_076-078_Finish Schedule | n/a
WallColor-East | bill.east@us.army.mil | 2012-10-26T09:46:00 | Requirement | Space | 1C06 | MATCH PT3 - Devoe # 2W19-4 CLAY PEBBLE | n/a | n/a | n/a | n/a | Clinic_076-078_Finish Schedule | n/a
WallColor-North | bill.east@us.army.mil | 2012-10-26T09:46:00 | Requirement | Space | 1C06 | MATCH PT3 - Devoe # 2W19-4 CLAY PEBBLE | n/a | n/a | n/a | n/a | Clinic_076-078_Finish Schedule | n/a
WallColor-South | bill.east@us.army.mil | 2012-10-26T09:46:00 | Requirement | Space | 1C06 | MATCH PT3 - Devoe # 2W19-4 CLAY PEBBLE | n/a | n/a | n/a | n/a | Clinic_076-078_Finish Schedule | n/a
WallColor-West | bill.east@us.army.mil | 2012-10-26T09:46:00 | Requirement | Space | 1C06 | MATCH PT3 - Devoe # 2W19-4 CLAY PEBBLE | n/a | n/a | n/a | n/a | Clinic_076-078_Finish Schedule | n/a
WallMaterial-East | bill.east@us.army.mil | 2012-10-26T09:46:00 | Requirement | Space | 1C06 | GYPSUM WALLBOARD WITH LIQUID GLAZED COATING | n/a | n/a | n/a | n/a | Clinic_076-078_Finish Schedule | n/a
WallMaterial-North | bill.east@us.army.mil | 2012-10-26T09:46:00 | Requirement | Space | 1C06 | GYPSUM WALLBOARD WITH LIQUID GLAZED COATING | n/a | n/a | n/a | n/a | Clinic_076-078_Finish Schedule | n/a
WallMaterial-South | bill.east@us.army.mil | 2012-10-26T09:46:00 | Requirement | Space | 1C06 | GYPSUM WALLBOARD WITH LIQUID GLAZED COATING | n/a | n/a | n/a | n/a | Clinic_076-078_Finish Schedule | n/a
WallMaterial-West | bill.east@us.army.mil | 2012-10-26T09:46:00 | Requirement | Space | 1C06 | GYPSUM WALLBOARD WITH LIQUID GLAZED COATING | n/a | n/a | n/a | n/a | Clinic_076-078_Finish Schedule | n/a
BaseColor | bill.east@us.army.mil | 2012-10-26T09:46:00 | Requirement | Space | 1C07 | ROPPE - 40 FAWN - 4" HIGH RUBBER COVE BASE | n/a | n/a | n/a | n/a | Clinic_076-078_Finish Schedule | n/a
BaseMaterial | bill.east@us.army.mil | 2012-10-26T09:46:00 | Requirement | Space | 1C07 | RUBBER BASE | n/a | n/a | n/a | n/a | Clinic_076-078_Finish Schedule | n/a
CeilingColor | bill.east@us.army.mil | 2012-10-26T09:46:00 | Requirement | Space | 1C07 | ARMSTRONG CEILING TILE - CIRRUS TEGULAR; COLOR: WHITE; SERIES #534 GRID-15/16" EXPOSED TEE GRID SYSTEM-WHITE; SIZE: 2'x2'x3/4" | n/a | n/a | n/a | n/a | Clinic_076-078_Finish Schedule | n/a
CeilingMaterial | bill.east@us.army.mil | 2012-10-26T09:46:00 | Requirement | Space | 1C07 | ACOUSTICAL CEILING TILE | n/a | n/a | n/a | n/a | Clinic_076-078_Finish Schedule | n/a
FloorColor | bill.east@us.army.mil | 2012-10-26T09:46:00 | Requirement | Space | 1C07 | VAMERICAN OLEAN #A-55 DOE SIZE: 2"x2",2 | n/a | n/a | n/a | n/a | Clinic_076-078_Finish Schedule | n/a
FloorMaterial | bill.east@us.army.mil | 2012-10-26T09:46:00 | Requirement | Space | 1C07 | VINYL COMPOSITION TILE | n/a | n/a | n/a | n/a | Clinic_076-078_Finish Schedule | n/a
WallColor-East | bill.east@us.army.mil | 2012-10-26T09:46:00 | Requirement | Space | 1C07 | DEVOE # 2W18-2 PRARIE BUFF | n/a | n/a | n/a | n/a | Clinic_076-078_Finish Schedule | n/a
WallColor-North | bill.east@us.army.mil | 2012-10-26T09:46:00 | Requirement | Space | 1C07 | DEVOE # 2W18-2 PRARIE BUFF | n/a | n/a | n/a | n/a | Clinic_076-078_Finish Schedule | n/a
WallColor-South | bill.east@us.army.mil | 2012-10-26T09:46:00 | Requirement | Space | 1C07 | DEVOE # 2W18-2 PRARIE BUFF | n/a | n/a | n/a | n/a | Clinic_076-078_Finish Schedule | n/a
WallColor-West | bill.east@us.army.mil | 2012-10-26T09:46:00 | Requirement | Space | 1C07 | DEVOE # 2W18-2 PRARIE BUFF | n/a | n/a | n/a | n/a | Clinic_076-078_Finish Schedule | n/a
WallMaterial-East | bill.east@us.army.mil | 2012-10-26T09:46:00 | Requirement | Space | 1C07 | GYPSUM WALLBOARD WITH PAINT | n/a | n/a | n/a | n/a | Clinic_076-078_Finish Schedule | n/a
WallMaterial-North | bill.east@us.army.mil | 2012-10-26T09:46:00 | Requirement | Space | 1C07 | GYPSUM WALLBOARD WITH PAINT | n/a | n/a | n/a | n/a | Clinic_076-078_Finish Schedule | n/a
WallMaterial-South | bill.east@us.army.mil | 2012-10-26T09:46:00 | Requirement | Space | 1C07 | GYPSUM WALLBOARD WITH PAINT | n/a | n/a | n/a | n/a | Clinic_076-078_Finish Schedule | n/a
WallMaterial-West | bill.east@us.army.mil | 2012-10-26T09:46:00 | Requirement | Space | 1C07 | GYPSUM WALLBOARD WITH PAINT | n/a | n/a | n/a | n/a | Clinic_076-078_Finish Schedule | n/a
BaseColor | bill.east@us.army.mil | 2012-10-26T09:46:00 | Requirement | Space | 1C08 | ROPPE - 40 FAWN - 4" HIGH RUBBER COVE BASE | n/a | n/a | n/a | n/a | Clinic_076-078_Finish Schedule | n/a
BaseMaterial | bill.east@us.army.mil | 2012-10-26T09:46:00 | Requirement | Space | 1C08 | RUBBER BASE | n/a | n/a | n/a | n/a | Clinic_076-078_Finish Schedule | n/a
CeilingColor | bill.east@us.army.mil | 2012-10-26T09:46:00 | Requirement | Space | 1C08 | ARMSTRONG CEILING TILE - CIRRUS TEGULAR; COLOR: WHITE; SERIES #534 GRID-15/16" EXPOSED TEE GRID SYSTEM-WHITE; SIZE: 2'x2'x3/4" | n/a | n/a | n/a | n/a | Clinic_076-078_Finish Schedule | n/a
CeilingMaterial | bill.east@us.army.mil | 2012-10-26T09:46:00 | Requirement | Space | 1C08 | ACOUSTICAL CEILING TILE | n/a | n/a | n/a | n/a | Clinic_076-078_Finish Schedule | n/a
FloorColor | bill.east@us.army.mil | 2012-10-26T09:46:00 | Requirement | Space | 1C08 | VAMERICAN OLEAN #A-55 DOE SIZE: 2"x2" | n/a | n/a | n/a | n/a | Clinic_076-078_Finish Schedule | n/a
FloorMaterial | bill.east@us.army.mil | 2012-10-26T09:46:00 | Requirement | Space | 1C08 | VINYL COMPOSITION TILE | n/a | n/a | n/a | n/a | Clinic_076-078_Finish Schedule | n/a
WallColor-East | bill.east@us.army.mil | 2012-10-26T09:46:00 | Requirement | Space | 1C08 | DEVOE # 2W18-2 PRARIE BUFF | n/a | n/a | n/a | n/a | Clinic_076-078_Finish Schedule | n/a
WallColor-North | bill.east@us.army.mil | 2012-10-26T09:46:00 | Requirement | Space | 1C08 | DEVOE # 2W18-2 PRARIE BUFF | n/a | n/a | n/a | n/a | Clinic_076-078_Finish Schedule | n/a
WallColor-South | bill.east@us.army.mil | 2012-10-26T09:46:00 | Requirement | Space | 1C08 | DEVOE # 2W18-2 PRARIE BUFF | n/a | n/a | n/a | n/a | Clinic_076-078_Finish Schedule | n/a
WallColor-West | bill.east@us.army.mil | 2012-10-26T09:46:00 | Requirement | Space | 1C08 | DEVOE # 2W18-2 PRARIE BUFF | n/a | n/a | n/a | n/a | Clinic_076-078_Finish Schedule | n/a
WallMaterial-East | bill.east@us.army.mil | 2012-10-26T09:46:00 | Requirement | Space | 1C08 | GYPSUM WALLBOARD WITH PAINT | n/a | n/a | n/a | n/a | Clinic_076-078_Finish Schedule | n/a
WallMaterial-North | bill.east@us.army.mil | 2012-10-26T09:46:00 | Requirement | Space | 1C08 | GYPSUM WALLBOARD WITH PAINT | n/a | n/a | n/a | n/a | Clinic_076-078_Finish Schedule | n/a
WallMaterial-South | bill.east@us.army.mil | 2012-10-26T09:46:00 | Requirement | Space | 1C08 | GYPSUM WALLBOARD WITH PAINT | n/a | n/a | n/a | n/a | Clinic_076-078_Finish Schedule | n/a
WallMaterial-West | bill.east@us.army.mil | 2012-10-26T09:46:00 | Requirement | Space | 1C08 | GYPSUM WALLBOARD WITH PAINT | n/a | n/a | n/a | n/a | Clinic_076-078_Finish Schedule | n/a
BaseColor | bill.east@us.army.mil | 2012-10-26T09:46:00 | Requirement | Space | 1C09 | ROPPE - 40 FAWN - 4" HIGH RUBBER COVE BASE | n/a | n/a | n/a | n/a | Clinic_076-078_Finish Schedule | n/a
BaseMaterial | bill.east@us.army.mil | 2012-10-26T09:46:00 | Requirement | Space | 1C09 | RUBBER BASE | n/a | n/a | n/a | n/a | Clinic_076-078_Finish Schedule | n/a
CeilingColor | bill.east@us.army.mil | 2012-10-26T09:46:00 | Requirement | Space | 1C09 | ARMSTRONG CEILING TILE - CIRRUS TEGULAR; COLOR: WHITE; SERIES #534 GRID-15/16" EXPOSED TEE GRID SYSTEM-WHITE; SIZE: 2'x2'x3/4" | n/a | n/a | n/a | n/a | Clinic_076-078_Finish Schedule | n/a
CeilingMaterial | bill.east@us.army.mil | 2012-10-26T09:46:00 | Requirement | Space | 1C09 | ACOUSTICAL CEILING TILE | n/a | n/a | n/a | n/a | Clinic_076-078_Finish Schedule | n/a
FloorColor | bill.east@us.army.mil | 2012-10-26T09:46:00 | Requirement | Space | 1C09 | VAMERICAN OLEAN #A-55 DOE SIZE: 2"x2" | n/a | n/a | n/a | n/a | Clinic_076-078_Finish Schedule | n/a
FloorMaterial | bill.east@us.army.mil | 2012-10-26T09:46:00 | Requirement | Space | 1C09 | VINYL COMPOSITION TILE | n/a | n/a | n/a | n/a | Clinic_076-078_Finish Schedule | n/a
WallColor-East | bill.east@us.army.mil | 2012-10-26T09:46:00 | Requirement | Space | 1C09 | DEVOE # 2W18-2 PRARIE BUFF | n/a | n/a | n/a | n/a | Clinic_076-078_Finish Schedule | n/a
WallColor-North | bill.east@us.army.mil | 2012-10-26T09:46:00 | Requirement | Space | 1C09 | DEVOE # 2W18-2 PRARIE BUFF | n/a | n/a | n/a | n/a | Clinic_076-078_Finish Schedule | n/a
WallColor-South | bill.east@us.army.mil | 2012-10-26T09:46:00 | Requirement | Space | 1C09 | DEVOE # 2W18-2 PRARIE BUFF | n/a | n/a | n/a | n/a | Clinic_076-078_Finish Schedule | n/a
WallColor-West | bill.east@us.army.mil | 2012-10-26T09:46:00 | Requirement | Space | 1C09 | DEVOE # 2W18-2 PRARIE BUFF | n/a | n/a | n/a | n/a | Clinic_076-078_Finish Schedule | n/a
WallMaterial-East | bill.east@us.army.mil | 2012-10-26T09:46:00 | Requirement | Space | 1C09 | GYPSUM WALLBOARD WITH PAINT | n/a | n/a | n/a | n/a | Clinic_076-078_Finish Schedule | n/a
WallMaterial-North | bill.east@us.army.mil | 2012-10-26T09:46:00 | Requirement | Space | 1C09 | GYPSUM WALLBOARD WITH PAINT | n/a | n/a | n/a | n/a | Clinic_076-078_Finish Schedule | n/a
WallMaterial-South | bill.east@us.army.mil | 2012-10-26T09:46:00 | Requirement | Space | 1C09 | GYPSUM WALLBOARD WITH PAINT | n/a | n/a | n/a | n/a | Clinic_076-078_Finish Schedule | n/a
WallMaterial-West | bill.east@us.army.mil | 2012-10-26T09:46:00 | Requirement | Space | 1C09 | GYPSUM WALLBOARD WITH PAINT | n/a | n/a | n/a | n/a | Clinic_076-078_Finish Schedule | n/a
BaseColor | bill.east@us.army.mil | 2012-10-26T09:46:00 | Requirement | Space | 1C10 | ROPPE - 40 FAWN - 4" HIGH RUBBER COVE BASE | n/a | n/a | n/a | n/a | Clinic_076-078_Finish Schedule | n/a
BaseMaterial | bill.east@us.army.mil | 2012-10-26T09:46:00 | Requirement | Space | 1C10 | RUBBER BASE | n/a | n/a | n/a | n/a | Clinic_076-078_Finish Schedule | n/a
CeilingColor | bill.east@us.army.mil | 2012-10-26T09:46:00 | Requirement | Space | 1C10 | ARMSTRONG CEILING TILE - CIRRUS TEGULAR; COLOR: WHITE; SERIES #534 GRID-15/16" EXPOSED TEE GRID SYSTEM-WHITE; SIZE: 2'x2'x3/4" | n/a | n/a | n/a | n/a | Clinic_076-078_Finish Schedule | n/a
CeilingMaterial | bill.east@us.army.mil | 2012-10-26T09:46:00 | Requirement | Space | 1C10 | ACOUSTICAL CEILING TILE | n/a | n/a | n/a | n/a | Clinic_076-078_Finish Schedule | n/a
FloorColor | bill.east@us.army.mil | 2012-10-26T09:46:00 | Requirement | Space | 1C10 | VAMERICAN OLEAN #A-55 DOE SIZE: 2"x2",2 | n/a | n/a | n/a | n/a | Clinic_076-078_Finish Schedule | n/a
FloorMaterial | bill.east@us.army.mil | 2012-10-26T09:46:00 | Requirement | Space | 1C10 | VINYL COMPOSITION TILE | n/a | n/a | n/a | n/a | Clinic_076-078_Finish Schedule | n/a
WallColor-East | bill.east@us.army.mil | 2012-10-26T09:46:00 | Requirement | Space | 1C10 | DEVOE # 2W18-2 PRARIE BUFF | n/a | n/a | n/a | n/a | Clinic_076-078_Finish Schedule | n/a
WallColor-North | bill.east@us.army.mil | 2012-10-26T09:46:00 | Requirement | Space | 1C10 | DEVOE # 2W18-2 PRARIE BUFF | n/a | n/a | n/a | n/a | Clinic_076-078_Finish Schedule | n/a
WallColor-South | bill.east@us.army.mil | 2012-10-26T09:46:00 | Requirement | Space | 1C10 | DEVOE # 2W18-2 PRARIE BUFF | n/a | n/a | n/a | n/a | Clinic_076-078_Finish Schedule | n/a
WallColor-West | bill.east@us.army.mil | 2012-10-26T09:46:00 | Requirement | Space | 1C10 | DEVOE # 2W18-2 PRARIE BUFF | n/a | n/a | n/a | n/a | Clinic_076-078_Finish Schedule | n/a
WallMaterial-East | bill.east@us.army.mil | 2012-10-26T09:46:00 | Requirement | Space | 1C10 | GYPSUM WALLBOARD WITH PAINT | n/a | n/a | n/a | n/a | Clinic_076-078_Finish Schedule | n/a
WallMaterial-North | bill.east@us.army.mil | 2012-10-26T09:46:00 | Requirement | Space | 1C10 | GYPSUM WALLBOARD WITH PAINT | n/a | n/a | n/a | n/a | Clinic_076-078_Finish Schedule | n/a
WallMaterial-South | bill.east@us.army.mil | 2012-10-26T09:46:00 | Requirement | Space | 1C10 | GYPSUM WALLBOARD WITH PAINT | n/a | n/a | n/a | n/a | Clinic_076-078_Finish Schedule | n/a
WallMaterial-West | bill.east@us.army.mil | 2012-10-26T09:46:00 | Requirement | Space | 1C10 | GYPSUM WALLBOARD WITH PAINT | n/a | n/a | n/a | n/a | Clinic_076-078_Finish Schedule | n/a
BaseColor | bill.east@us.army.mil | 2012-10-26T09:46:00 | Requirement | Space | 1C11 | ROPPE - 40 FAWN - 4" HIGH RUBBER COVE BASE | n/a | n/a | n/a | n/a | Clinic_076-078_Finish Schedule | n/a
BaseMaterial | bill.east@us.army.mil | 2012-10-26T09:46:00 | Requirement | Space | 1C11 | RUBBER BASE | n/a | n/a | n/a | n/a | Clinic_076-078_Finish Schedule | n/a
CeilingColor | bill.east@us.army.mil | 2012-10-26T09:46:00 | Requirement | Space | 1C11 | UNFINISHED | n/a | n/a | n/a | n/a | Clinic_076-078_Finish Schedule | n/a
CeilingMaterial | bill.east@us.army.mil | 2012-10-26T09:46:00 | Requirement | Space | 1C11 | CONCRETE | n/a | n/a | n/a | n/a | Clinic_076-078_Finish Schedule | n/a
FloorColor | bill.east@us.army.mil | 2012-10-26T09:46:00 | Requirement | Space | 1C11 | VAMERICAN OLEAN #A-55 DOE SIZE: 2"x2" | n/a | n/a | n/a | n/a | Clinic_076-078_Finish Schedule | n/a
FloorMaterial | bill.east@us.army.mil | 2012-10-26T09:46:00 | Requirement | Space | 1C11 | VINYL COMPOSITION TILE | n/a | n/a | n/a | n/a | Clinic_076-078_Finish Schedule | n/a
WallColor-East | bill.east@us.army.mil | 2012-10-26T09:46:00 | Requirement | Space | 1C11 | DEVOE # 2W18-2 PRARIE BUFF | n/a | n/a | n/a | n/a | Clinic_076-078_Finish Schedule | n/a
WallColor-North | bill.east@us.army.mil | 2012-10-26T09:46:00 | Requirement | Space | 1C11 | DEVOE # 2W18-2 PRARIE BUFF | n/a | n/a | n/a | n/a | Clinic_076-078_Finish Schedule | n/a
WallColor-South | bill.east@us.army.mil | 2012-10-26T09:46:00 | Requirement | Space | 1C11 | DEVOE # 2W18-2 PRARIE BUFF | n/a | n/a | n/a | n/a | Clinic_076-078_Finish Schedule | n/a
WallColor-West | bill.east@us.army.mil | 2012-10-26T09:46:00 | Requirement | Space | 1C11 | DEVOE # 2W18-2 PRARIE BUFF | n/a | n/a | n/a | n/a | Clinic_076-078_Finish Schedule | n/a
WallMaterial-East | bill.east@us.army.mil | 2012-10-26T09:46:00 | Requirement | Space | 1C11 | GYPSUM WALLBOARD WITH PAINT | n/a | n/a | n/a | n/a | Clinic_076-078_Finish Schedule | n/a
WallMaterial-North | bill.east@us.army.mil | 2012-10-26T09:46:00 | Requirement | Space | 1C11 | GYPSUM WALLBOARD WITH PAINT | n/a | n/a | n/a | n/a | Clinic_076-078_Finish Schedule | n/a
WallMaterial-South | bill.east@us.army.mil | 2012-10-26T09:46:00 | Requirement | Space | 1C11 | GYPSUM WALLBOARD WITH PAINT | n/a | n/a | n/a | n/a | Clinic_076-078_Finish Schedule | n/a
WallMaterial-West | bill.east@us.army.mil | 2012-10-26T09:46:00 | Requirement | Space | 1C11 | GYPSUM WALLBOARD WITH PAINT | n/a | n/a | n/a | n/a | Clinic_076-078_Finish Schedule | n/a
BaseColor | bill.east@us.army.mil | 2012-10-26T09:46:00 | Requirement | Space | 1C12 | DAL - TILE - #D-1452 CYPRESS - SIZE 4"X 4" | n/a | n/a | n/a | n/a | Clinic_076-078_Finish Schedule | n/a
BaseMaterial | bill.east@us.army.mil | 2012-10-26T09:46:00 | Requirement | Space | 1C12 | MAT GLAZED TILE | n/a | n/a | n/a | n/a | Clinic_076-078_Finish Schedule | n/a
CeilingColor | bill.east@us.army.mil | 2012-10-26T09:46:00 | Requirement | Space | 1C12 | ARMSTRONG CEILING TILE - FINE FISSURED DURATEX; COLOR: WHITE; SERIES #1870; GRID 15/16" EXPOSED TEE GRID SYSTEM-WHITE; SIZE: 2'x2' | n/a | n/a | n/a | n/a | Clinic_076-078_Finish Schedule | n/a
CeilingMaterial | bill.east@us.army.mil | 2012-10-26T09:46:00 | Requirement | Space | 1C12 | ACOUSTICAL CEILING TILE | n/a | n/a | n/a | n/a | Clinic_076-078_Finish Schedule | n/a
FloorColor | bill.east@us.army.mil | 2012-10-26T09:46:00 | Requirement | Space | 1C12 | AMERICAN OLEAN #A-55 DOE SIZE: 2"x2" | n/a | n/a | n/a | n/a | Clinic_076-078_Finish Schedule | n/a
FloorMaterial | bill.east@us.army.mil | 2012-10-26T09:46:00 | Requirement | Space | 1C12 | CERAMIC TILE | n/a | n/a | n/a | n/a | Clinic_076-078_Finish Schedule | n/a
WallColor-East | bill.east@us.army.mil | 2012-10-26T09:46:00 | Requirement | Space | 1C12 | DAL - TILE - #D-1452 CYPRESS - SIZE 4"X 4" | n/a | n/a | n/a | n/a | Clinic_076-078_Finish Schedule | n/a
WallColor-North | bill.east@us.army.mil | 2012-10-26T09:46:00 | Requirement | Space | 1C12 | DAL - TILE - #D-1452 CYPRESS - SIZE 4"X 4" | n/a | n/a | n/a | n/a | Clinic_076-078_Finish Schedule | n/a
WallColor-South | bill.east@us.army.mil | 2012-10-26T09:46:00 | Requirement | Space | 1C12 | DAL - TILE - #D-1452 CYPRESS - SIZE 4"X 4" | n/a | n/a | n/a | n/a | Clinic_076-078_Finish Schedule | n/a
WallColor-West | bill.east@us.army.mil | 2012-10-26T09:46:00 | Requirement | Space | 1C12 | DAL - TILE - #D-1452 CYPRESS - SIZE 4"X 4" | n/a | n/a | n/a | n/a | Clinic_076-078_Finish Schedule | n/a
WallMaterial-East | bill.east@us.army.mil | 2012-10-26T09:46:00 | Requirement | Space | 1C12 | MAT GLAZED TILE | n/a | n/a | n/a | n/a | Clinic_076-078_Finish Schedule | n/a
WallMaterial-North | bill.east@us.army.mil | 2012-10-26T09:46:00 | Requirement | Space | 1C12 | MAT GLAZED TILE | n/a | n/a | n/a | n/a | Clinic_076-078_Finish Schedule | n/a
WallMaterial-South | bill.east@us.army.mil | 2012-10-26T09:46:00 | Requirement | Space | 1C12 | MAT GLAZED TILE | n/a | n/a | n/a | n/a | Clinic_076-078_Finish Schedule | n/a
WallMaterial-West | bill.east@us.army.mil | 2012-10-26T09:46:00 | Requirement | Space | 1C12 | MAT GLAZED TILE | n/a | n/a | n/a | n/a | Clinic_076-078_Finish Schedule | n/a
BaseColor | bill.east@us.army.mil | 2012-10-26T09:46:00 | Requirement | Space | 1C13 | ROPPE - 40 FAWN - 4" HIGH RUBBER COVE BASE | n/a | n/a | n/a | n/a | Clinic_076-078_Finish Schedule | n/a
BaseMaterial | bill.east@us.army.mil | 2012-10-26T09:46:00 | Requirement | Space | 1C13 | RUBBER BASE | n/a | n/a | n/a | n/a | Clinic_076-078_Finish Schedule | n/a
CeilingColor | bill.east@us.army.mil | 2012-10-26T09:46:00 | Requirement | Space | 1C13 | UNFINISHED | n/a | n/a | n/a | n/a | Clinic_076-078_Finish Schedule | n/a
CeilingMaterial | bill.east@us.army.mil | 2012-10-26T09:46:00 | Requirement | Space | 1C13 | CONCRETE | n/a | n/a | n/a | n/a | Clinic_076-078_Finish Schedule | n/a
FloorColor | bill.east@us.army.mil | 2012-10-26T09:46:00 | Requirement | Space | 1C13 | VAMERICAN OLEAN #A-55 DOE SIZE: 2"x2" | n/a | n/a | n/a | n/a | Clinic_076-078_Finish Schedule | n/a
FloorMaterial | bill.east@us.army.mil | 2012-10-26T09:46:00 | Requirement | Space | 1C13 | VINYL COMPOSITION TILE | n/a | n/a | n/a | n/a | Clinic_076-078_Finish Schedule | n/a
WallColor-East | bill.east@us.army.mil | 2012-10-26T09:46:00 | Requirement | Space | 1C13 | DEVOE # 2W18-2 PRARIE BUFF | n/a | n/a | n/a | n/a | Clinic_076-078_Finish Schedule | n/a
WallColor-North | bill.east@us.army.mil | 2012-10-26T09:46:00 | Requirement | Space | 1C13 | DEVOE # 2W18-2 PRARIE BUFF | n/a | n/a | n/a | n/a | Clinic_076-078_Finish Schedule | n/a
WallColor-South | bill.east@us.army.mil | 2012-10-26T09:46:00 | Requirement | Space | 1C13 | DEVOE # 2W18-2 PRARIE BUFF | n/a | n/a | n/a | n/a | Clinic_076-078_Finish Schedule | n/a
WallColor-West | bill.east@us.army.mil | 2012-10-26T09:46:00 | Requirement | Space | 1C13 | DEVOE # 2W18-2 PRARIE BUFF | n/a | n/a | n/a | n/a | Clinic_076-078_Finish Schedule | n/a
WallMaterial-East | bill.east@us.army.mil | 2012-10-26T09:46:00 | Requirement | Space | 1C13 | GYPSUM WALLBOARD WITH PAINT | n/a | n/a | n/a | n/a | Clinic_076-078_Finish Schedule | n/a
WallMaterial-North | bill.east@us.army.mil | 2012-10-26T09:46:00 | Requirement | Space | 1C13 | GYPSUM WALLBOARD WITH PAINT | n/a | n/a | n/a | n/a | Clinic_076-078_Finish Schedule | n/a
WallMaterial-South | bill.east@us.army.mil | 2012-10-26T09:46:00 | Requirement | Space | 1C13 | GYPSUM WALLBOARD WITH PAINT | n/a | n/a | n/a | n/a | Clinic_076-078_Finish Schedule | n/a
WallMaterial-West | bill.east@us.army.mil | 2012-10-26T09:46:00 | Requirement | Space | 1C13 | GYPSUM WALLBOARD WITH PAINT | n/a | n/a | n/a | n/a | Clinic_076-078_Finish Schedule | n/a
BaseColor | bill.east@us.army.mil | 2012-10-26T09:46:00 | Requirement | Space | 1C14 | ROPPE - 40 FAWN - 4" HIGH RUBBER COVE BASE | n/a | n/a | n/a | n/a | Clinic_076-078_Finish Schedule | n/a
BaseMaterial | bill.east@us.army.mil | 2012-10-26T09:46:00 | Requirement | Space | 1C14 | RUBBER BASE | n/a | n/a | n/a | n/a | Clinic_076-078_Finish Schedule | n/a
CeilingColor | bill.east@us.army.mil | 2012-10-26T09:46:00 | Requirement | Space | 1C14 | ARMSTRONG CEILING TILE - CIRRUS TEGULAR; COLOR: WHITE; SERIES #534 GRID-15/16" EXPOSED TEE GRID SYSTEM-WHITE; SIZE: 2'x2'x3/4" | n/a | n/a | n/a | n/a | Clinic_076-078_Finish Schedule | n/a
CeilingMaterial | bill.east@us.army.mil | 2012-10-26T09:46:00 | Requirement | Space | 1C14 | ACOUSTICAL CEILING TILE | n/a | n/a | n/a | n/a | Clinic_076-078_Finish Schedule | n/a
FloorColor | bill.east@us.army.mil | 2012-10-26T09:46:00 | Requirement | Space | 1C14 | INTERFACE - CARIBBEAN #3063 SEA TURTLE | n/a | n/a | n/a | n/a | Clinic_076-078_Finish Schedule | n/a
FloorMaterial | bill.east@us.army.mil | 2012-10-26T09:46:00 | Requirement | Space | 1C14 | CARPET | n/a | n/a | n/a | n/a | Clinic_076-078_Finish Schedule | n/a
WallColor-East | bill.east@us.army.mil | 2012-10-26T09:46:00 | Requirement | Space | 1C14 | DEVOE # 2W18-2 PRARIE BUFF | n/a | n/a | n/a | n/a | Clinic_076-078_Finish Schedule | n/a
WallColor-North | bill.east@us.army.mil | 2012-10-26T09:46:00 | Requirement | Space | 1C14 | DEVOE # 2W18-2 PRARIE BUFF | n/a | n/a | n/a | n/a | Clinic_076-078_Finish Schedule | n/a
WallColor-South | bill.east@us.army.mil | 2012-10-26T09:46:00 | Requirement | Space | 1C14 | DEVOE # 2W18-2 PRARIE BUFF | n/a | n/a | n/a | n/a | Clinic_076-078_Finish Schedule | n/a
WallColor-West | bill.east@us.army.mil | 2012-10-26T09:46:00 | Requirement | Space | 1C14 | DEVOE # 2W18-2 PRARIE BUFF | n/a | n/a | n/a | n/a | Clinic_076-078_Finish Schedule | n/a
WallMaterial-East | bill.east@us.army.mil | 2012-10-26T09:46:00 | Requirement | Space | 1C14 | GYPSUM WALLBOARD WITH PAINT | n/a | n/a | n/a | n/a | Clinic_076-078_Finish Schedule | n/a
WallMaterial-North | bill.east@us.army.mil | 2012-10-26T09:46:00 | Requirement | Space | 1C14 | GYPSUM WALLBOARD WITH PAINT | n/a | n/a | n/a | n/a | Clinic_076-078_Finish Schedule | n/a
WallMaterial-South | bill.east@us.army.mil | 2012-10-26T09:46:00 | Requirement | Space | 1C14 | GYPSUM WALLBOARD WITH PAINT | n/a | n/a | n/a | n/a | Clinic_076-078_Finish Schedule | n/a
WallMaterial-West | bill.east@us.army.mil | 2012-10-26T09:46:00 | Requirement | Space | 1C14 | GYPSUM WALLBOARD WITH PAINT | n/a | n/a | n/a | n/a | Clinic_076-078_Finish Schedule | n/a
BaseColor | bill.east@us.army.mil | 2012-10-26T09:46:00 | Requirement | Space | 1C15 | ROPPE - 40 FAWN - 4" HIGH RUBBER COVE BASE | n/a | n/a | n/a | n/a | Clinic_076-078_Finish Schedule | n/a
BaseMaterial | bill.east@us.army.mil | 2012-10-26T09:46:00 | Requirement | Space | 1C15 | RUBBER BASE | n/a | n/a | n/a | n/a | Clinic_076-078_Finish Schedule | n/a
CeilingColor | bill.east@us.army.mil | 2012-10-26T09:46:00 | Requirement | Space | 1C15 | ARMSTRONG CEILING TILE - CIRRUS TEGULAR; COLOR: WHITE; SERIES #534 GRID-15/16" EXPOSED TEE GRID SYSTEM-WHITE; SIZE: 2'x2'x3/4" | n/a | n/a | n/a | n/a | Clinic_076-078_Finish Schedule | n/a
CeilingMaterial | bill.east@us.army.mil | 2012-10-26T09:46:00 | Requirement | Space | 1C15 | ACOUSTICAL CEILING TILE | n/a | n/a | n/a | n/a | Clinic_076-078_Finish Schedule | n/a
FloorColor | bill.east@us.army.mil | 2012-10-26T09:46:00 | Requirement | Space | 1C15 | INTERFACE - CARIBBEAN #3063 SEA TURTLE | n/a | n/a | n/a | n/a | Clinic_076-078_Finish Schedule | n/a
FloorMaterial | bill.east@us.army.mil | 2012-10-26T09:46:00 | Requirement | Space | 1C15 | CARPET | n/a | n/a | n/a | n/a | Clinic_076-078_Finish Schedule | n/a
WallColor-East | bill.east@us.army.mil | 2012-10-26T09:46:00 | Requirement | Space | 1C15 | DEVOE # 2W18-2 PRARIE BUFF | n/a | n/a | n/a | n/a | Clinic_076-078_Finish Schedule | n/a
WallColor-North | bill.east@us.army.mil | 2012-10-26T09:46:00 | Requirement | Space | 1C15 | DEVOE # 2W18-2 PRARIE BUFF | n/a | n/a | n/a | n/a | Clinic_076-078_Finish Schedule | n/a
WallColor-South | bill.east@us.army.mil | 2012-10-26T09:46:00 | Requirement | Space | 1C15 | DEVOE # 2W18-2 PRARIE BUFF | n/a | n/a | n/a | n/a | Clinic_076-078_Finish Schedule | n/a
WallColor-West | bill.east@us.army.mil | 2012-10-26T09:46:00 | Requirement | Space | 1C15 | DEVOE # 2W18-2 PRARIE BUFF | n/a | n/a | n/a | n/a | Clinic_076-078_Finish Schedule | n/a
WallMaterial-East | bill.east@us.army.mil | 2012-10-26T09:46:00 | Requirement | Space | 1C15 | GYPSUM WALLBOARD WITH PAINT | n/a | n/a | n/a | n/a | Clinic_076-078_Finish Schedule | n/a
WallMaterial-North | bill.east@us.army.mil | 2012-10-26T09:46:00 | Requirement | Space | 1C15 | GYPSUM WALLBOARD WITH PAINT | n/a | n/a | n/a | n/a | Clinic_076-078_Finish Schedule | n/a
WallMaterial-South | bill.east@us.army.mil | 2012-10-26T09:46:00 | Requirement | Space | 1C15 | GYPSUM WALLBOARD WITH PAINT | n/a | n/a | n/a | n/a | Clinic_076-078_Finish Schedule | n/a
WallMaterial-West | bill.east@us.army.mil | 2012-10-26T09:46:00 | Requirement | Space | 1C15 | GYPSUM WALLBOARD WITH PAINT | n/a | n/a | n/a | n/a | Clinic_076-078_Finish Schedule | n/a
BaseColor | bill.east@us.army.mil | 2012-10-26T09:46:00 | Requirement | Space | 1C16 | ROPPE - 40 FAWN - 4" HIGH RUBBER COVE BASE | n/a | n/a | n/a | n/a | Clinic_076-078_Finish Schedule | n/a
BaseMaterial | bill.east@us.army.mil | 2012-10-26T09:46:00 | Requirement | Space | 1C16 | RUBBER BASE | n/a | n/a | n/a | n/a | Clinic_076-078_Finish Schedule | n/a
CeilingColor | bill.east@us.army.mil | 2012-10-26T09:46:00 | Requirement | Space | 1C16 | ARMSTRONG CEILING TILE - CIRRUS TEGULAR; COLOR: WHITE; SERIES #534 GRID-15/16" EXPOSED TEE GRID SYSTEM-WHITE; SIZE: 2'x2'x3/4" | n/a | n/a | n/a | n/a | Clinic_076-078_Finish Schedule | n/a
CeilingMaterial | bill.east@us.army.mil | 2012-10-26T09:46:00 | Requirement | Space | 1C16 | ACOUSTICAL CEILING TILE | n/a | n/a | n/a | n/a | Clinic_076-078_Finish Schedule | n/a
FloorColor | bill.east@us.army.mil | 2012-10-26T09:46:00 | Requirement | Space | 1C16 | INTERFACE - CARIBBEAN #3063 SEA TURTLE | n/a | n/a | n/a | n/a | Clinic_076-078_Finish Schedule | n/a
FloorMaterial | bill.east@us.army.mil | 2012-10-26T09:46:00 | Requirement | Space | 1C16 | CARPET | n/a | n/a | n/a | n/a | Clinic_076-078_Finish Schedule | n/a
WallColor-East | bill.east@us.army.mil | 2012-10-26T09:46:00 | Requirement | Space | 1C16 | DEVOE # 2W18-2 PRARIE BUFF | n/a | n/a | n/a | n/a | Clinic_076-078_Finish Schedule | n/a
WallColor-North | bill.east@us.army.mil | 2012-10-26T09:46:00 | Requirement | Space | 1C16 | DEVOE # 2W18-2 PRARIE BUFF | n/a | n/a | n/a | n/a | Clinic_076-078_Finish Schedule | n/a
WallColor-South | bill.east@us.army.mil | 2012-10-26T09:46:00 | Requirement | Space | 1C16 | DEVOE # 2W18-2 PRARIE BUFF | n/a | n/a | n/a | n/a | Clinic_076-078_Finish Schedule | n/a
WallColor-West | bill.east@us.army.mil | 2012-10-26T09:46:00 | Requirement | Space | 1C16 | DEVOE # 2W18-2 PRARIE BUFF | n/a | n/a | n/a | n/a | Clinic_076-078_Finish Schedule | n/a
WallMaterial-East | bill.east@us.army.mil | 2012-10-26T09:46:00 | Requirement | Space | 1C16 | GYPSUM WALLBOARD WITH PAINT | n/a | n/a | n/a | n/a | Clinic_076-078_Finish Schedule | n/a
WallMaterial-North | bill.east@us.army.mil | 2012-10-26T09:46:00 | Requirement | Space | 1C16 | GYPSUM WALLBOARD WITH PAINT | n/a | n/a | n/a | n/a | Clinic_076-078_Finish Schedule | n/a
WallMaterial-South | bill.east@us.army.mil | 2012-10-26T09:46:00 | Requirement | Space | 1C16 | GYPSUM WALLBOARD WITH PAINT | n/a | n/a | n/a | n/a | Clinic_076-078_Finish Schedule | n/a
WallMaterial-West | bill.east@us.army.mil | 2012-10-26T09:46:00 | Requirement | Space | 1C16 | GYPSUM WALLBOARD WITH PAINT | n/a | n/a | n/a | n/a | Clinic_076-078_Finish Schedule | n/a
BaseColor | bill.east@us.army.mil | 2012-10-26T09:46:00 | Requirement | Space | 1C17 | ROPPE - 40 FAWN - 4" HIGH RUBBER COVE BASE | n/a | n/a | n/a | n/a | Clinic_076-078_Finish Schedule | n/a
BaseMaterial | bill.east@us.army.mil | 2012-10-26T09:46:00 | Requirement | Space | 1C17 | RUBBER BASE | n/a | n/a | n/a | n/a | Clinic_076-078_Finish Schedule | n/a
CeilingColor | bill.east@us.army.mil | 2012-10-26T09:46:00 | Requirement | Space | 1C17 | ARMSTRONG CEILING TILE - CIRRUS TEGULAR; COLOR: WHITE; SERIES #534 GRID-15/16" EXPOSED TEE GRID SYSTEM-WHITE; SIZE: 2'x2'x3/4" | n/a | n/a | n/a | n/a | Clinic_076-078_Finish Schedule | n/a
CeilingMaterial | bill.east@us.army.mil | 2012-10-26T09:46:00 | Requirement | Space | 1C17 | ACOUSTICAL CEILING TILE | n/a | n/a | n/a | n/a | Clinic_076-078_Finish Schedule | n/a
FloorColor | bill.east@us.army.mil | 2012-10-26T09:46:00 | Requirement | Space | 1C17 | INTERFACE - CARIBBEAN #3063 SEA TURTLE | n/a | n/a | n/a | n/a | Clinic_076-078_Finish Schedule | n/a
FloorMaterial | bill.east@us.army.mil | 2012-10-26T09:46:00 | Requirement | Space | 1C17 | CARPET | n/a | n/a | n/a | n/a | Clinic_076-078_Finish Schedule | n/a
WallColor-East | bill.east@us.army.mil | 2012-10-26T09:46:00 | Requirement | Space | 1C17 | DEVOE # 2W18-2 PRARIE BUFF | n/a | n/a | n/a | n/a | Clinic_076-078_Finish Schedule | n/a
WallColor-North | bill.east@us.army.mil | 2012-10-26T09:46:00 | Requirement | Space | 1C17 | DEVOE # 2W18-2 PRARIE BUFF | n/a | n/a | n/a | n/a | Clinic_076-078_Finish Schedule | n/a
WallColor-South | bill.east@us.army.mil | 2012-10-26T09:46:00 | Requirement | Space | 1C17 | DEVOE # 2W18-2 PRARIE BUFF | n/a | n/a | n/a | n/a | Clinic_076-078_Finish Schedule | n/a
WallColor-West | bill.east@us.army.mil | 2012-10-26T09:46:00 | Requirement | Space | 1C17 | DEVOE # 2W18-2 PRARIE BUFF | n/a | n/a | n/a | n/a | Clinic_076-078_Finish Schedule | n/a
WallMaterial-East | bill.east@us.army.mil | 2012-10-26T09:46:00 | Requirement | Space | 1C17 | GYPSUM WALLBOARD WITH PAINT | n/a | n/a | n/a | n/a | Clinic_076-078_Finish Schedule | n/a
WallMaterial-North | bill.east@us.army.mil | 2012-10-26T09:46:00 | Requirement | Space | 1C17 | GYPSUM WALLBOARD WITH PAINT | n/a | n/a | n/a | n/a | Clinic_076-078_Finish Schedule | n/a
WallMaterial-South | bill.east@us.army.mil | 2012-10-26T09:46:00 | Requirement | Space | 1C17 | GYPSUM WALLBOARD WITH PAINT | n/a | n/a | n/a | n/a | Clinic_076-078_Finish Schedule | n/a
WallMaterial-West | bill.east@us.army.mil | 2012-10-26T09:46:00 | Requirement | Space | 1C17 | GYPSUM WALLBOARD WITH PAINT | n/a | n/a | n/a | n/a | Clinic_076-078_Finish Schedule | n/a
BaseColor | bill.east@us.army.mil | 2012-10-26T09:46:00 | Requirement | Space | 1C18 | ROPPE - 40 FAWN - 4" HIGH RUBBER COVE BASE | n/a | n/a | n/a | n/a | Clinic_076-078_Finish Schedule | n/a
BaseMaterial | bill.east@us.army.mil | 2012-10-26T09:46:00 | Requirement | Space | 1C18 | RUBBER BASE | n/a | n/a | n/a | n/a | Clinic_076-078_Finish Schedule | n/a
CeilingColor | bill.east@us.army.mil | 2012-10-26T09:46:00 | Requirement | Space | 1C18 | ARMSTRONG CEILING TILE - CIRRUS TEGULAR; COLOR: WHITE; SERIES #534 GRID-15/16" EXPOSED TEE GRID SYSTEM-WHITE; SIZE: 2'x2'x3/4" | n/a | n/a | n/a | n/a | Clinic_076-078_Finish Schedule | n/a
CeilingMaterial | bill.east@us.army.mil | 2012-10-26T09:46:00 | Requirement | Space | 1C18 | ACOUSTICAL CEILING TILE | n/a | n/a | n/a | n/a | Clinic_076-078_Finish Schedule | n/a
FloorColor | bill.east@us.army.mil | 2012-10-26T09:46:00 | Requirement | Space | 1C18 | INTERFACE - CARIBBEAN #3063 SEA TURTLE | n/a | n/a | n/a | n/a | Clinic_076-078_Finish Schedule | n/a
FloorMaterial | bill.east@us.army.mil | 2012-10-26T09:46:00 | Requirement | Space | 1C18 | CARPET | n/a | n/a | n/a | n/a | Clinic_076-078_Finish Schedule | n/a
WallColor-East | bill.east@us.army.mil | 2012-10-26T09:46:00 | Requirement | Space | 1C18 | DEVOE # 2W18-2 PRARIE BUFF | n/a | n/a | n/a | n/a | Clinic_076-078_Finish Schedule | n/a
WallColor-North | bill.east@us.army.mil | 2012-10-26T09:46:00 | Requirement | Space | 1C18 | DEVOE # 2W18-2 PRARIE BUFF | n/a | n/a | n/a | n/a | Clinic_076-078_Finish Schedule | n/a
WallColor-South | bill.east@us.army.mil | 2012-10-26T09:46:00 | Requirement | Space | 1C18 | DEVOE # 2W18-2 PRARIE BUFF | n/a | n/a | n/a | n/a | Clinic_076-078_Finish Schedule | n/a
WallColor-West | bill.east@us.army.mil | 2012-10-26T09:46:00 | Requirement | Space | 1C18 | DEVOE # 2W18-2 PRARIE BUFF | n/a | n/a | n/a | n/a | Clinic_076-078_Finish Schedule | n/a
WallMaterial-East | bill.east@us.army.mil | 2012-10-26T09:46:00 | Requirement | Space | 1C18 | GYPSUM WALLBOARD WITH PAINT | n/a | n/a | n/a | n/a | Clinic_076-078_Finish Schedule | n/a
WallMaterial-North | bill.east@us.army.mil | 2012-10-26T09:46:00 | Requirement | Space | 1C18 | GYPSUM WALLBOARD WITH PAINT | n/a | n/a | n/a | n/a | Clinic_076-078_Finish Schedule | n/a
WallMaterial-South | bill.east@us.army.mil | 2012-10-26T09:46:00 | Requirement | Space | 1C18 | GYPSUM WALLBOARD WITH PAINT | n/a | n/a | n/a | n/a | Clinic_076-078_Finish Schedule | n/a
WallMaterial-West | bill.east@us.army.mil | 2012-10-26T09:46:00 | Requirement | Space | 1C18 | GYPSUM WALLBOARD WITH PAINT | n/a | n/a | n/a | n/a | Clinic_076-078_Finish Schedule | n/a
BaseColor | bill.east@us.army.mil | 2012-10-26T09:46:00 | Requirement | Space | 1C19 | ROPPE - 40 FAWN - 4" HIGH RUBBER COVE BASE | n/a | n/a | n/a | n/a | Clinic_076-078_Finish Schedule | n/a
BaseMaterial | bill.east@us.army.mil | 2012-10-26T09:46:00 | Requirement | Space | 1C19 | RUBBER BASE | n/a | n/a | n/a | n/a | Clinic_076-078_Finish Schedule | n/a
CeilingColor | bill.east@us.army.mil | 2012-10-26T09:46:00 | Requirement | Space | 1C19 | ARMSTRONG CEILING TILE - CIRRUS TEGULAR; COLOR: WHITE; SERIES #534 GRID-15/16" EXPOSED TEE GRID SYSTEM-WHITE; SIZE: 2'x2'x3/4" | n/a | n/a | n/a | n/a | Clinic_076-078_Finish Schedule | n/a
CeilingMaterial | bill.east@us.army.mil | 2012-10-26T09:46:00 | Requirement | Space | 1C19 | ACOUSTICAL CEILING TILE | n/a | n/a | n/a | n/a | Clinic_076-078_Finish Schedule | n/a
FloorColor | bill.east@us.army.mil | 2012-10-26T09:46:00 | Requirement | Space | 1C19 | VAMERICAN OLEAN #A-55 DOE SIZE: 2"x2" | n/a | n/a | n/a | n/a | Clinic_076-078_Finish Schedule | n/a
FloorMaterial | bill.east@us.army.mil | 2012-10-26T09:46:00 | Requirement | Space | 1C19 | VINYL COMPOSITION TILE | n/a | n/a | n/a | n/a | Clinic_076-078_Finish Schedule | n/a
WallColor-East | bill.east@us.army.mil | 2012-10-26T09:46:00 | Requirement | Space | 1C19 | DEVOE # 2W18-2 PRARIE BUFF | n/a | n/a | n/a | n/a | Clinic_076-078_Finish Schedule | n/a
WallColor-North | bill.east@us.army.mil | 2012-10-26T09:46:00 | Requirement | Space | 1C19 | DEVOE # 2W18-2 PRARIE BUFF | n/a | n/a | n/a | n/a | Clinic_076-078_Finish Schedule | n/a
WallColor-South | bill.east@us.army.mil | 2012-10-26T09:46:00 | Requirement | Space | 1C19 | DEVOE # 2W18-2 PRARIE BUFF | n/a | n/a | n/a | n/a | Clinic_076-078_Finish Schedule | n/a
WallColor-West | bill.east@us.army.mil | 2012-10-26T09:46:00 | Requirement | Space | 1C19 | DEVOE # 2W18-2 PRARIE BUFF | n/a | n/a | n/a | n/a | Clinic_076-078_Finish Schedule | n/a
WallMaterial-East | bill.east@us.army.mil | 2012-10-26T09:46:00 | Requirement | Space | 1C19 | GYPSUM WALLBOARD WITH PAINT | n/a | n/a | n/a | n/a | Clinic_076-078_Finish Schedule | n/a
WallMaterial-North | bill.east@us.army.mil | 2012-10-26T09:46:00 | Requirement | Space | 1C19 | GYPSUM WALLBOARD WITH PAINT | n/a | n/a | n/a | n/a | Clinic_076-078_Finish Schedule | n/a
WallMaterial-South | bill.east@us.army.mil | 2012-10-26T09:46:00 | Requirement | Space | 1C19 | GYPSUM WALLBOARD WITH PAINT | n/a | n/a | n/a | n/a | Clinic_076-078_Finish Schedule | n/a
WallMaterial-West | bill.east@us.army.mil | 2012-10-26T09:46:00 | Requirement | Space | 1C19 | GYPSUM WALLBOARD WITH PAINT | n/a | n/a | n/a | n/a | Clinic_076-078_Finish Schedule | n/a
BaseColor | bill.east@us.army.mil | 2012-10-26T09:46:00 | Requirement | Space | 1CC1 | ROPPE - 40 FAWN - 4" HIGH RUBBER COVE BASE | n/a | n/a | n/a | n/a | Clinic_076-078_Finish Schedule | n/a
BaseMaterial | bill.east@us.army.mil | 2012-10-26T09:46:00 | Requirement | Space | 1CC1 | RUBBER BASE | n/a | n/a | n/a | n/a | Clinic_076-078_Finish Schedule | n/a
CeilingColor | bill.east@us.army.mil | 2012-10-26T09:46:00 | Requirement | Space | 1CC1 | ARMSTRONG CEILING TILE - CIRRUS TEGULAR; COLOR: WHITE; SERIES #534 GRID-15/16" EXPOSED TEE GRID SYSTEM-WHITE; SIZE: 2'x2'x3/4" | n/a | n/a | n/a | n/a | Clinic_076-078_Finish Schedule | n/a
CeilingMaterial | bill.east@us.army.mil | 2012-10-26T09:46:00 | Requirement | Space | 1CC1 | ACOUSTICAL CEILING TILE | n/a | n/a | n/a | n/a | Clinic_076-078_Finish Schedule | n/a
FloorColor | bill.east@us.army.mil | 2012-10-26T09:46:00 | Requirement | Space | 1CC1 | INTERFACE - CARIBBEAN #3063 SEA TURTLE | n/a | n/a | n/a | n/a | Clinic_076-078_Finish Schedule | n/a
FloorMaterial | bill.east@us.army.mil | 2012-10-26T09:46:00 | Requirement | Space | 1CC1 | CARPET | n/a | n/a | n/a | n/a | Clinic_076-078_Finish Schedule | n/a
WallColor-East | bill.east@us.army.mil | 2012-10-26T09:46:00 | Requirement | Space | 1CC1 | DEVOE # 2W18-2 PRARIE BUFF | n/a | n/a | n/a | n/a | Clinic_076-078_Finish Schedule | n/a
WallColor-North | bill.east@us.army.mil | 2012-10-26T09:46:00 | Requirement | Space | 1CC1 | DEVOE # 2W18-2 PRARIE BUFF | n/a | n/a | n/a | n/a | Clinic_076-078_Finish Schedule | n/a
WallColor-South | bill.east@us.army.mil | 2012-10-26T09:46:00 | Requirement | Space | 1CC1 | DEVOE # 2W18-2 PRARIE BUFF | n/a | n/a | n/a | n/a | Clinic_076-078_Finish Schedule | n/a
WallColor-West | bill.east@us.army.mil | 2012-10-26T09:46:00 | Requirement | Space | 1CC1 | DEVOE # 2C20-4 ROSEMARY GRAY | n/a | n/a | n/a | n/a | Clinic_076-078_Finish Schedule | n/a
WallMaterial-East | bill.east@us.army.mil | 2012-10-26T09:46:00 | Requirement | Space | 1CC1 | GYPSUM WALLBOARD WITH PAINT | n/a | n/a | n/a | n/a | Clinic_076-078_Finish Schedule | n/a
WallMaterial-North | bill.east@us.army.mil | 2012-10-26T09:46:00 | Requirement | Space | 1CC1 | GYPSUM WALLBOARD WITH PAINT | n/a | n/a | n/a | n/a | Clinic_076-078_Finish Schedule | n/a
WallMaterial-South | bill.east@us.army.mil | 2012-10-26T09:46:00 | Requirement | Space | 1CC1 | GYPSUM WALLBOARD WITH PAINT | n/a | n/a | n/a | n/a | Clinic_076-078_Finish Schedule | n/a
WallMaterial-West | bill.east@us.army.mil | 2012-10-26T09:46:00 | Requirement | Space | 1CC1 | GYPSUM WALLBOARD WITH PAINT | n/a | n/a | n/a | n/a | Clinic_076-078_Finish Schedule | n/a
BaseColor | bill.east@us.army.mil | 2012-10-26T09:46:00 | Requirement | Space | 1CC2 | ROPPE - 40 FAWN - 4" HIGH RUBBER COVE BASE | n/a | n/a | n/a | n/a | Clinic_076-078_Finish Schedule | n/a
BaseMaterial | bill.east@us.army.mil | 2012-10-26T09:46:00 | Requirement | Space | 1CC2 | RUBBER BASE | n/a | n/a | n/a | n/a | Clinic_076-078_Finish Schedule | n/a
CeilingColor | bill.east@us.army.mil | 2012-10-26T09:46:00 | Requirement | Space | 1CC2 | ARMSTRONG CEILING TILE - CIRRUS TEGULAR; COLOR: WHITE; SERIES #534 GRID-15/16" EXPOSED TEE GRID SYSTEM-WHITE; SIZE: 2'x2'x3/4" | n/a | n/a | n/a | n/a | Clinic_076-078_Finish Schedule | n/a
CeilingMaterial | bill.east@us.army.mil | 2012-10-26T09:46:00 | Requirement | Space | 1CC2 | ACOUSTICAL CEILING TILE | n/a | n/a | n/a | n/a | Clinic_076-078_Finish Schedule | n/a
FloorColor | bill.east@us.army.mil | 2012-10-26T09:46:00 | Requirement | Space | 1CC2 | INTERFACE - CARIBBEAN #3063 SEA TURTLE | n/a | n/a | n/a | n/a | Clinic_076-078_Finish Schedule | n/a
FloorMaterial | bill.east@us.army.mil | 2012-10-26T09:46:00 | Requirement | Space | 1CC2 | CARPET | n/a | n/a | n/a | n/a | Clinic_076-078_Finish Schedule | n/a
WallColor-East | bill.east@us.army.mil | 2012-10-26T09:46:00 | Requirement | Space | 1CC2 | DEVOE # 2W18-2 PRARIE BUFF | n/a | n/a | n/a | n/a | Clinic_076-078_Finish Schedule | n/a
WallColor-North | bill.east@us.army.mil | 2012-10-26T09:46:00 | Requirement | Space | 1CC2 | DEVOE # 2W18-2 PRARIE BUFF | n/a | n/a | n/a | n/a | Clinic_076-078_Finish Schedule | n/a
WallColor-South | bill.east@us.army.mil | 2012-10-26T09:46:00 | Requirement | Space | 1CC2 | DEVOE # 2W18-2 PRARIE BUFF | n/a | n/a | n/a | n/a | Clinic_076-078_Finish Schedule | n/a
WallColor-West | bill.east@us.army.mil | 2012-10-26T09:46:00 | Requirement | Space | 1CC2 | DEVOE # 2W18-2 PRARIE BUFF | n/a | n/a | n/a | n/a | Clinic_076-078_Finish Schedule | n/a
WallMaterial-East | bill.east@us.army.mil | 2012-10-26T09:46:00 | Requirement | Space | 1CC2 | GYPSUM WALLBOARD WITH PAINT | n/a | n/a | n/a | n/a | Clinic_076-078_Finish Schedule | n/a
WallMaterial-North | bill.east@us.army.mil | 2012-10-26T09:46:00 | Requirement | Space | 1CC2 | GYPSUM WALLBOARD WITH PAINT | n/a | n/a | n/a | n/a | Clinic_076-078_Finish Schedule | n/a
WallMaterial-South | bill.east@us.army.mil | 2012-10-26T09:46:00 | Requirement | Space | 1CC2 | GYPSUM WALLBOARD WITH PAINT | n/a | n/a | n/a | n/a | Clinic_076-078_Finish Schedule | n/a
WallMaterial-West | bill.east@us.army.mil | 2012-10-26T09:46:00 | Requirement | Space | 1CC2 | GYPSUM WALLBOARD WITH PAINT | n/a | n/a | n/a | n/a | Clinic_076-078_Finish Schedule | n/a
BaseColor | bill.east@us.army.mil | 2012-10-26T09:46:00 | Requirement | Space | 1CC3 | ROPPE - 40 FAWN - 4" HIGH RUBBER COVE BASE | n/a | n/a | n/a | n/a | Clinic_076-078_Finish Schedule | n/a
BaseMaterial | bill.east@us.army.mil | 2012-10-26T09:46:00 | Requirement | Space | 1CC3 | RUBBER BASE | n/a | n/a | n/a | n/a | Clinic_076-078_Finish Schedule | n/a
CeilingColor | bill.east@us.army.mil | 2012-10-26T09:46:00 | Requirement | Space | 1CC3 | ARMSTRONG CEILING TILE - CIRRUS TEGULAR; COLOR: WHITE; SERIES #534 GRID-15/16" EXPOSED TEE GRID SYSTEM-WHITE; SIZE: 2'x2'x3/4" | n/a | n/a | n/a | n/a | Clinic_076-078_Finish Schedule | n/a
CeilingMaterial | bill.east@us.army.mil | 2012-10-26T09:46:00 | Requirement | Space | 1CC3 | ACOUSTICAL CEILING TILE | n/a | n/a | n/a | n/a | Clinic_076-078_Finish Schedule | n/a
FloorColor | bill.east@us.army.mil | 2012-10-26T09:46:00 | Requirement | Space | 1CC3 | INTERFACE - CARIBBEAN #3063 SEA TURTLE | n/a | n/a | n/a | n/a | Clinic_076-078_Finish Schedule | n/a
FloorMaterial | bill.east@us.army.mil | 2012-10-26T09:46:00 | Requirement | Space | 1CC3 | CARPET | n/a | n/a | n/a | n/a | Clinic_076-078_Finish Schedule | n/a
WallColor-East | bill.east@us.army.mil | 2012-10-26T09:46:00 | Requirement | Space | 1CC3 | DEVOE # 2W18-2 PRARIE BUFF | n/a | n/a | n/a | n/a | Clinic_076-078_Finish Schedule | n/a
WallColor-North | bill.east@us.army.mil | 2012-10-26T09:46:00 | Requirement | Space | 1CC3 | DEVOE # 2W18-2 PRARIE BUFF | n/a | n/a | n/a | n/a | Clinic_076-078_Finish Schedule | n/a
WallColor-South | bill.east@us.army.mil | 2012-10-26T09:46:00 | Requirement | Space | 1CC3 | DEVOE # 2W18-2 PRARIE BUFF | n/a | n/a | n/a | n/a | Clinic_076-078_Finish Schedule | n/a
WallColor-West | bill.east@us.army.mil | 2012-10-26T09:46:00 | Requirement | Space | 1CC3 | DEVOE # 2W18-2 PRARIE BUFF | n/a | n/a | n/a | n/a | Clinic_076-078_Finish Schedule | n/a
WallMaterial-East | bill.east@us.army.mil | 2012-10-26T09:46:00 | Requirement | Space | 1CC3 | GYPSUM WALLBOARD WITH PAINT | n/a | n/a | n/a | n/a | Clinic_076-078_Finish Schedule | n/a
WallMaterial-North | bill.east@us.army.mil | 2012-10-26T09:46:00 | Requirement | Space | 1CC3 | GYPSUM WALLBOARD WITH PAINT | n/a | n/a | n/a | n/a | Clinic_076-078_Finish Schedule | n/a
WallMaterial-South | bill.east@us.army.mil | 2012-10-26T09:46:00 | Requirement | Space | 1CC3 | GYPSUM WALLBOARD WITH PAINT | n/a | n/a | n/a | n/a | Clinic_076-078_Finish Schedule | n/a
WallMaterial-West | bill.east@us.army.mil | 2012-10-26T09:46:00 | Requirement | Space | 1CC3 | GYPSUM WALLBOARD WITH PAINT | n/a | n/a | n/a | n/a | Clinic_076-078_Finish Schedule | n/a
BaseColor | bill.east@us.army.mil | 2012-10-26T09:46:00 | Requirement | Space | 1CS3 | ROPPE - 40 FAWN - 4" HIGH RUBBER COVE BASE | n/a | n/a | n/a | n/a | Clinic_076-078_Finish Schedule | n/a
BaseMaterial | bill.east@us.army.mil | 2012-10-26T09:46:00 | Requirement | Space | 1CS3 | RUBBER BASE | n/a | n/a | n/a | n/a | Clinic_076-078_Finish Schedule | n/a
CeilingColor | bill.east@us.army.mil | 2012-10-26T09:46:00 | Requirement | Space | 1CS3 | UNFINISHED | n/a | n/a | n/a | n/a | Clinic_076-078_Finish Schedule | n/a
CeilingMaterial | bill.east@us.army.mil | 2012-10-26T09:46:00 | Requirement | Space | 1CS3 | CONCRETE | n/a | n/a | n/a | n/a | Clinic_076-078_Finish Schedule | n/a
FloorColor | bill.east@us.army.mil | 2012-10-26T09:46:00 | Requirement | Space | 1CS3 | VAMERICAN OLEAN #A-55 DOE SIZE: 2"x2" | n/a | n/a | n/a | n/a | Clinic_076-078_Finish Schedule | n/a
FloorMaterial | bill.east@us.army.mil | 2012-10-26T09:46:00 | Requirement | Space | 1CS3 | VINYL COMPOSITION TILE | n/a | n/a | n/a | n/a | Clinic_076-078_Finish Schedule | n/a
WallColor-East | bill.east@us.army.mil | 2012-10-26T09:46:00 | Requirement | Space | 1CS3 | DEVOE # 2C20-4 ROSEMARY GRAY | n/a | n/a | n/a | n/a | Clinic_076-078_Finish Schedule | n/a
WallColor-North | bill.east@us.army.mil | 2012-10-26T09:46:00 | Requirement | Space | 1CS3 | DEVOE # 2W18-2 PRARIE BUFF | n/a | n/a | n/a | n/a | Clinic_076-078_Finish Schedule | n/a
WallColor-South | bill.east@us.army.mil | 2012-10-26T09:46:00 | Requirement | Space | 1CS3 | DEVOE # 2W18-2 PRARIE BUFF | n/a | n/a | n/a | n/a | Clinic_076-078_Finish Schedule | n/a
WallColor-West | bill.east@us.army.mil | 2012-10-26T09:46:00 | Requirement | Space | 1CS3 | DEVOE # 2W18-2 PRARIE BUFF | n/a | n/a | n/a | n/a | Clinic_076-078_Finish Schedule | n/a
WallMaterial-East | bill.east@us.army.mil | 2012-10-26T09:46:00 | Requirement | Space | 1CS3 | GYPSUM WALLBOARD WITH PAINT | n/a | n/a | n/a | n/a | Clinic_076-078_Finish Schedule | n/a
WallMaterial-North | bill.east@us.army.mil | 2012-10-26T09:46:00 | Requirement | Space | 1CS3 | GYPSUM WALLBOARD WITH PAINT | n/a | n/a | n/a | n/a | Clinic_076-078_Finish Schedule | n/a
WallMaterial-South | bill.east@us.army.mil | 2012-10-26T09:46:00 | Requirement | Space | 1CS3 | GYPSUM WALLBOARD WITH PAINT | n/a | n/a | n/a | n/a | Clinic_076-078_Finish Schedule | n/a
WallMaterial-West | bill.east@us.army.mil | 2012-10-26T09:46:00 | Requirement | Space | 1CS3 | GYPSUM WALLBOARD WITH PAINT | n/a | n/a | n/a | n/a | Clinic_076-078_Finish Schedule | n/a
BaseColor | bill.east@us.army.mil | 2012-10-26T09:46:00 | Requirement | Space | 1D01 | ROPPE - 40 FAWN - 4" HIGH RUBBER COVE BASE | n/a | n/a | n/a | n/a | Clinic_076-078_Finish Schedule | n/a
BaseMaterial | bill.east@us.army.mil | 2012-10-26T09:46:00 | Requirement | Space | 1D01 | RUBBER BASE | n/a | n/a | n/a | n/a | Clinic_076-078_Finish Schedule | n/a
CeilingColor | bill.east@us.army.mil | 2012-10-26T09:46:00 | Requirement | Space | 1D01 | ARMSTRONG CEILING TILE - FINE FISSURED DURATEX; COLOR: WHITE; SERIES #1870; GRID 15/16" EXPOSED TEE GRID SYSTEM-WHITE; SIZE: 2'x2' | n/a | n/a | n/a | n/a | Clinic_076-078_Finish Schedule | n/a
CeilingMaterial | bill.east@us.army.mil | 2012-10-26T09:46:00 | Requirement | Space | 1D01 | ACOUSTICAL CEILING TILE | n/a | n/a | n/a | n/a | Clinic_076-078_Finish Schedule | n/a
FloorColor | bill.east@us.army.mil | 2012-10-26T09:46:00 | Requirement | Space | 1D01 | VAMERICAN OLEAN #A-55 DOE SIZE: 2"x2" | n/a | n/a | n/a | n/a | Clinic_076-078_Finish Schedule | n/a
FloorMaterial | bill.east@us.army.mil | 2012-10-26T09:46:00 | Requirement | Space | 1D01 | VINYL COMPOSITION TILE | n/a | n/a | n/a | n/a | Clinic_076-078_Finish Schedule | n/a
WallColor-East | bill.east@us.army.mil | 2012-10-26T09:46:00 | Requirement | Space | 1D01 | MATCH PT3 - Devoe # 2W19-4 CLAY PEBBLE | n/a | n/a | n/a | n/a | Clinic_076-078_Finish Schedule | n/a
WallColor-North | bill.east@us.army.mil | 2012-10-26T09:46:00 | Requirement | Space | 1D01 | MATCH PT3 - Devoe # 2W19-4 CLAY PEBBLE | n/a | n/a | n/a | n/a | Clinic_076-078_Finish Schedule | n/a
WallColor-South | bill.east@us.army.mil | 2012-10-26T09:46:00 | Requirement | Space | 1D01 | MATCH PT3 - Devoe # 2W19-4 CLAY PEBBLE | n/a | n/a | n/a | n/a | Clinic_076-078_Finish Schedule | n/a
WallColor-West | bill.east@us.army.mil | 2012-10-26T09:46:00 | Requirement | Space | 1D01 | MATCH PT3 - Devoe # 2W19-4 CLAY PEBBLE | n/a | n/a | n/a | n/a | Clinic_076-078_Finish Schedule | n/a
WallMaterial-East | bill.east@us.army.mil | 2012-10-26T09:46:00 | Requirement | Space | 1D01 | GYPSUM WALLBOARD WITH LIQUID GLAZED COATING | n/a | n/a | n/a | n/a | Clinic_076-078_Finish Schedule | n/a
WallMaterial-North | bill.east@us.army.mil | 2012-10-26T09:46:00 | Requirement | Space | 1D01 | GYPSUM WALLBOARD WITH LIQUID GLAZED COATING | n/a | n/a | n/a | n/a | Clinic_076-078_Finish Schedule | n/a
WallMaterial-South | bill.east@us.army.mil | 2012-10-26T09:46:00 | Requirement | Space | 1D01 | GYPSUM WALLBOARD WITH LIQUID GLAZED COATING | n/a | n/a | n/a | n/a | Clinic_076-078_Finish Schedule | n/a
WallMaterial-West | bill.east@us.army.mil | 2012-10-26T09:46:00 | Requirement | Space | 1D01 | GYPSUM WALLBOARD WITH LIQUID GLAZED COATING | n/a | n/a | n/a | n/a | Clinic_076-078_Finish Schedule | n/a
BaseColor | bill.east@us.army.mil | 2012-10-26T09:46:00 | Requirement | Space | 1D02 | ROPPE - 40 FAWN - 4" HIGH RUBBER COVE BASE | n/a | n/a | n/a | n/a | Clinic_076-078_Finish Schedule | n/a
BaseMaterial | bill.east@us.army.mil | 2012-10-26T09:46:00 | Requirement | Space | 1D02 | RUBBER BASE | n/a | n/a | n/a | n/a | Clinic_076-078_Finish Schedule | n/a
CeilingColor | bill.east@us.army.mil | 2012-10-26T09:46:00 | Requirement | Space | 1D02 | ARMSTRONG CEILING TILE - CIRRUS TEGULAR; COLOR: WHITE; SERIES #534 GRID-15/16" EXPOSED TEE GRID SYSTEM-WHITE; SIZE: 2'x2'x3/4" | n/a | n/a | n/a | n/a | Clinic_076-078_Finish Schedule | n/a
CeilingMaterial | bill.east@us.army.mil | 2012-10-26T09:46:00 | Requirement | Space | 1D02 | ACOUSTICAL CEILING TILE | n/a | n/a | n/a | n/a | Clinic_076-078_Finish Schedule | n/a
FloorColor | bill.east@us.army.mil | 2012-10-26T09:46:00 | Requirement | Space | 1D02 | VAMERICAN OLEAN #A-55 DOE SIZE: 2"x2",2 | n/a | n/a | n/a | n/a | Clinic_076-078_Finish Schedule | n/a
FloorMaterial | bill.east@us.army.mil | 2012-10-26T09:46:00 | Requirement | Space | 1D02 | VINYL COMPOSITION TILE | n/a | n/a | n/a | n/a | Clinic_076-078_Finish Schedule | n/a
WallColor-East | bill.east@us.army.mil | 2012-10-26T09:46:00 | Requirement | Space | 1D02 | DEVOE # 2W18-2 PRARIE BUFF | n/a | n/a | n/a | n/a | Clinic_076-078_Finish Schedule | n/a
WallColor-North | bill.east@us.army.mil | 2012-10-26T09:46:00 | Requirement | Space | 1D02 | DEVOE # 2W18-2 PRARIE BUFF | n/a | n/a | n/a | n/a | Clinic_076-078_Finish Schedule | n/a
WallColor-South | bill.east@us.army.mil | 2012-10-26T09:46:00 | Requirement | Space | 1D02 | DEVOE # 2W18-2 PRARIE BUFF | n/a | n/a | n/a | n/a | Clinic_076-078_Finish Schedule | n/a
WallColor-West | bill.east@us.army.mil | 2012-10-26T09:46:00 | Requirement | Space | 1D02 | DEVOE # 2W18-2 PRARIE BUFF | n/a | n/a | n/a | n/a | Clinic_076-078_Finish Schedule | n/a
WallMaterial-East | bill.east@us.army.mil | 2012-10-26T09:46:00 | Requirement | Space | 1D02 | GYPSUM WALLBOARD WITH PAINT | n/a | n/a | n/a | n/a | Clinic_076-078_Finish Schedule | n/a
WallMaterial-North | bill.east@us.army.mil | 2012-10-26T09:46:00 | Requirement | Space | 1D02 | GYPSUM WALLBOARD WITH PAINT | n/a | n/a | n/a | n/a | Clinic_076-078_Finish Schedule | n/a
WallMaterial-South | bill.east@us.army.mil | 2012-10-26T09:46:00 | Requirement | Space | 1D02 | GYPSUM WALLBOARD WITH PAINT | n/a | n/a | n/a | n/a | Clinic_076-078_Finish Schedule | n/a
WallMaterial-West | bill.east@us.army.mil | 2012-10-26T09:46:00 | Requirement | Space | 1D02 | GYPSUM WALLBOARD WITH PAINT | n/a | n/a | n/a | n/a | Clinic_076-078_Finish Schedule | n/a
BaseColor | bill.east@us.army.mil | 2012-10-26T09:46:00 | Requirement | Space | 1D03 | ROPPE - 40 FAWN - 4" HIGH RUBBER COVE BASE | n/a | n/a | n/a | n/a | Clinic_076-078_Finish Schedule | n/a
BaseMaterial | bill.east@us.army.mil | 2012-10-26T09:46:00 | Requirement | Space | 1D03 | RUBBER BASE | n/a | n/a | n/a | n/a | Clinic_076-078_Finish Schedule | n/a
CeilingColor | bill.east@us.army.mil | 2012-10-26T09:46:00 | Requirement | Space | 1D03 | ARMSTRONG CEILING TILE - CIRRUS TEGULAR; COLOR: WHITE; SERIES #534 GRID-15/16" EXPOSED TEE GRID SYSTEM-WHITE; SIZE: 2'x2'x3/4" | n/a | n/a | n/a | n/a | Clinic_076-078_Finish Schedule | n/a
CeilingMaterial | bill.east@us.army.mil | 2012-10-26T09:46:00 | Requirement | Space | 1D03 | ACOUSTICAL CEILING TILE | n/a | n/a | n/a | n/a | Clinic_076-078_Finish Schedule | n/a
FloorColor | bill.east@us.army.mil | 2012-10-26T09:46:00 | Requirement | Space | 1D03 | VAMERICAN OLEAN #A-55 DOE SIZE: 2"x2" | n/a | n/a | n/a | n/a | Clinic_076-078_Finish Schedule | n/a
FloorMaterial | bill.east@us.army.mil | 2012-10-26T09:46:00 | Requirement | Space | 1D03 | VINYL COMPOSITION TILE | n/a | n/a | n/a | n/a | Clinic_076-078_Finish Schedule | n/a
WallColor-East | bill.east@us.army.mil | 2012-10-26T09:46:00 | Requirement | Space | 1D03 | MATCH PT3 - Devoe # 2W19-4 CLAY PEBBLE | n/a | n/a | n/a | n/a | Clinic_076-078_Finish Schedule | n/a
WallColor-North | bill.east@us.army.mil | 2012-10-26T09:46:00 | Requirement | Space | 1D03 | MATCH PT3 - Devoe # 2W19-4 CLAY PEBBLE | n/a | n/a | n/a | n/a | Clinic_076-078_Finish Schedule | n/a
WallColor-South | bill.east@us.army.mil | 2012-10-26T09:46:00 | Requirement | Space | 1D03 | MATCH PT3 - Devoe # 2W19-4 CLAY PEBBLE | n/a | n/a | n/a | n/a | Clinic_076-078_Finish Schedule | n/a
WallColor-West | bill.east@us.army.mil | 2012-10-26T09:46:00 | Requirement | Space | 1D03 | MATCH PT3 - Devoe # 2W19-4 CLAY PEBBLE | n/a | n/a | n/a | n/a | Clinic_076-078_Finish Schedule | n/a
WallMaterial-East | bill.east@us.army.mil | 2012-10-26T09:46:00 | Requirement | Space | 1D03 | GYPSUM WALLBOARD WITH LIQUID GLAZED COATING | n/a | n/a | n/a | n/a | Clinic_076-078_Finish Schedule | n/a
WallMaterial-North | bill.east@us.army.mil | 2012-10-26T09:46:00 | Requirement | Space | 1D03 | GYPSUM WALLBOARD WITH LIQUID GLAZED COATING | n/a | n/a | n/a | n/a | Clinic_076-078_Finish Schedule | n/a
WallMaterial-South | bill.east@us.army.mil | 2012-10-26T09:46:00 | Requirement | Space | 1D03 | GYPSUM WALLBOARD WITH LIQUID GLAZED COATING | n/a | n/a | n/a | n/a | Clinic_076-078_Finish Schedule | n/a
WallMaterial-West | bill.east@us.army.mil | 2012-10-26T09:46:00 | Requirement | Space | 1D03 | GYPSUM WALLBOARD WITH LIQUID GLAZED COATING | n/a | n/a | n/a | n/a | Clinic_076-078_Finish Schedule | n/a
BaseColor | bill.east@us.army.mil | 2012-10-26T09:46:00 | Requirement | Space | 1D04 | DAL - TILE - #D-1452 CYPRESS - SIZE 4"X 4" | n/a | n/a | n/a | n/a | Clinic_076-078_Finish Schedule | n/a
BaseMaterial | bill.east@us.army.mil | 2012-10-26T09:46:00 | Requirement | Space | 1D04 | MAT GLAZED TILE | n/a | n/a | n/a | n/a | Clinic_076-078_Finish Schedule | n/a
CeilingColor | bill.east@us.army.mil | 2012-10-26T09:46:00 | Requirement | Space | 1D04 | ARMSTRONG CEILING TILE - FINE FISSURED DURATEX; COLOR: WHITE; SERIES #1870; GRID 15/16" EXPOSED TEE GRID SYSTEM-WHITE; SIZE: 2'x2' | n/a | n/a | n/a | n/a | Clinic_076-078_Finish Schedule | n/a
CeilingMaterial | bill.east@us.army.mil | 2012-10-26T09:46:00 | Requirement | Space | 1D04 | ACOUSTICAL CEILING TILE | n/a | n/a | n/a | n/a | Clinic_076-078_Finish Schedule | n/a
FloorColor | bill.east@us.army.mil | 2012-10-26T09:46:00 | Requirement | Space | 1D04 | AMERICAN OLEAN #A-55 DOE SIZE: 2"x2" | n/a | n/a | n/a | n/a | Clinic_076-078_Finish Schedule | n/a
FloorMaterial | bill.east@us.army.mil | 2012-10-26T09:46:00 | Requirement | Space | 1D04 | CERAMIC TILE | n/a | n/a | n/a | n/a | Clinic_076-078_Finish Schedule | n/a
WallColor-East | bill.east@us.army.mil | 2012-10-26T09:46:00 | Requirement | Space | 1D04 | DAL - TILE - #D-1452 CYPRESS - SIZE 4"X 4" | n/a | n/a | n/a | n/a | Clinic_076-078_Finish Schedule | n/a
WallColor-North | bill.east@us.army.mil | 2012-10-26T09:46:00 | Requirement | Space | 1D04 | DAL - TILE - #D-1452 CYPRESS - SIZE 4"X 4" | n/a | n/a | n/a | n/a | Clinic_076-078_Finish Schedule | n/a
WallColor-South | bill.east@us.army.mil | 2012-10-26T09:46:00 | Requirement | Space | 1D04 | DAL - TILE - #D-1452 CYPRESS - SIZE 4"X 4" | n/a | n/a | n/a | n/a | Clinic_076-078_Finish Schedule | n/a
WallColor-West | bill.east@us.army.mil | 2012-10-26T09:46:00 | Requirement | Space | 1D04 | DAL - TILE - #D-1452 CYPRESS - SIZE 4"X 4" | n/a | n/a | n/a | n/a | Clinic_076-078_Finish Schedule | n/a
WallMaterial-East | bill.east@us.army.mil | 2012-10-26T09:46:00 | Requirement | Space | 1D04 | MAT GLAZED TILE | n/a | n/a | n/a | n/a | Clinic_076-078_Finish Schedule | n/a
WallMaterial-North | bill.east@us.army.mil | 2012-10-26T09:46:00 | Requirement | Space | 1D04 | MAT GLAZED TILE | n/a | n/a | n/a | n/a | Clinic_076-078_Finish Schedule | n/a
WallMaterial-South | bill.east@us.army.mil | 2012-10-26T09:46:00 | Requirement | Space | 1D04 | MAT GLAZED TILE | n/a | n/a | n/a | n/a | Clinic_076-078_Finish Schedule | n/a
WallMaterial-West | bill.east@us.army.mil | 2012-10-26T09:46:00 | Requirement | Space | 1D04 | MAT GLAZED TILE | n/a | n/a | n/a | n/a | Clinic_076-078_Finish Schedule | n/a
BaseColor | bill.east@us.army.mil | 2012-10-26T09:46:00 | Requirement | Space | 1D05 | ARMSTRONG - MEDINTECH - #86439 DESERT GOLD | n/a | n/a | n/a | n/a | Clinic_076-078_Finish Schedule | n/a
BaseMaterial | bill.east@us.army.mil | 2012-10-26T09:46:00 | Requirement | Space | 1D05 | INTEGRAL VINYL BASE | n/a | n/a | n/a | n/a | Clinic_076-078_Finish Schedule | n/a
CeilingColor | bill.east@us.army.mil | 2012-10-26T09:46:00 | Requirement | Space | 1D05 | MATCH PT3 - Devoe # 2W19-4 CLAY PEBBLE | n/a | n/a | n/a | n/a | Clinic_076-078_Finish Schedule | n/a
CeilingMaterial | bill.east@us.army.mil | 2012-10-26T09:46:00 | Requirement | Space | 1D05 | GYPSUM WALLBOARD WITH LIQUID GLAZED COATING | n/a | n/a | n/a | n/a | Clinic_076-078_Finish Schedule | n/a
FloorColor | bill.east@us.army.mil | 2012-10-26T09:46:00 | Requirement | Space | 1D05 | ARMSTRONG - MEDIN TECH - #86439 DESERT GOLD | n/a | n/a | n/a | n/a | Clinic_076-078_Finish Schedule | n/a
FloorMaterial | bill.east@us.army.mil | 2012-10-26T09:46:00 | Requirement | Space | 1D05 | SHEET VINYL | n/a | n/a | n/a | n/a | Clinic_076-078_Finish Schedule | n/a
WallColor-East | bill.east@us.army.mil | 2012-10-26T09:46:00 | Requirement | Space | 1D05 | MATCH PT3 - Devoe # 2W19-4 CLAY PEBBLE | n/a | n/a | n/a | n/a | Clinic_076-078_Finish Schedule | n/a
WallColor-North | bill.east@us.army.mil | 2012-10-26T09:46:00 | Requirement | Space | 1D05 | DAL - TILE - #D-1452 CYPRESS - SIZE 4"X 4" | n/a | n/a | n/a | n/a | Clinic_076-078_Finish Schedule | n/a
WallColor-South | bill.east@us.army.mil | 2012-10-26T09:46:00 | Requirement | Space | 1D05 | DAL - TILE - #D-1452 CYPRESS - SIZE 4"X 4" | n/a | n/a | n/a | n/a | Clinic_076-078_Finish Schedule | n/a
WallColor-West | bill.east@us.army.mil | 2012-10-26T09:46:00 | Requirement | Space | 1D05 | MATCH PT3 - Devoe # 2W19-4 CLAY PEBBLE | n/a | n/a | n/a | n/a | Clinic_076-078_Finish Schedule | n/a
WallMaterial-East | bill.east@us.army.mil | 2012-10-26T09:46:00 | Requirement | Space | 1D05 | GYPSUM WALLBOARD WITH LIQUID GLAZED COATING | n/a | n/a | n/a | n/a | Clinic_076-078_Finish Schedule | n/a
WallMaterial-North | bill.east@us.army.mil | 2012-10-26T09:46:00 | Requirement | Space | 1D05 | GYPSUM WALLBOARD WITH LIQUID GLAZED COATING | n/a | n/a | n/a | n/a | Clinic_076-078_Finish Schedule | n/a
WallMaterial-South | bill.east@us.army.mil | 2012-10-26T09:46:00 | Requirement | Space | 1D05 | GYPSUM WALLBOARD WITH LIQUID GLAZED COATING | n/a | n/a | n/a | n/a | Clinic_076-078_Finish Schedule | n/a
WallMaterial-West | bill.east@us.army.mil | 2012-10-26T09:46:00 | Requirement | Space | 1D05 | GYPSUM WALLBOARD WITH LIQUID GLAZED COATING | n/a | n/a | n/a | n/a | Clinic_076-078_Finish Schedule | n/a
BaseColor | bill.east@us.army.mil | 2012-10-26T09:46:00 | Requirement | Space | 1D06 | ARMSTRONG - MEDINTECH - #86439 DESERT GOLD | n/a | n/a | n/a | n/a | Clinic_076-078_Finish Schedule | n/a
BaseMaterial | bill.east@us.army.mil | 2012-10-26T09:46:00 | Requirement | Space | 1D06 | INTEGRAL VINYL BASE | n/a | n/a | n/a | n/a | Clinic_076-078_Finish Schedule | n/a
CeilingColor | bill.east@us.army.mil | 2012-10-26T09:46:00 | Requirement | Space | 1D06 | ARMSTRONG CEILING TILE - FINE FISSURED DURATEX; COLOR: WHITE; SERIES #1870; GRID 15/16" EXPOSED TEE GRID SYSTEM-WHITE; SIZE: 2'x2' | n/a | n/a | n/a | n/a | Clinic_076-078_Finish Schedule | n/a
CeilingMaterial | bill.east@us.army.mil | 2012-10-26T09:46:00 | Requirement | Space | 1D06 | ACOUSTICAL CEILING TILE | n/a | n/a | n/a | n/a | Clinic_076-078_Finish Schedule | n/a
FloorColor | bill.east@us.army.mil | 2012-10-26T09:46:00 | Requirement | Space | 1D06 | ARMSTRONG - MEDIN TECH - #86439 DESERT GOLD | n/a | n/a | n/a | n/a | Clinic_076-078_Finish Schedule | n/a
FloorMaterial | bill.east@us.army.mil | 2012-10-26T09:46:00 | Requirement | Space | 1D06 | SHEET VINYL | n/a | n/a | n/a | n/a | Clinic_076-078_Finish Schedule | n/a
WallColor-East | bill.east@us.army.mil | 2012-10-26T09:46:00 | Requirement | Space | 1D06 | DEVOE # 2W18-2 PRARIE BUFF | n/a | n/a | n/a | n/a | Clinic_076-078_Finish Schedule | n/a
WallColor-North | bill.east@us.army.mil | 2012-10-26T09:46:00 | Requirement | Space | 1D06 | DEVOE # 2W18-2 PRARIE BUFF | n/a | n/a | n/a | n/a | Clinic_076-078_Finish Schedule | n/a
WallColor-South | bill.east@us.army.mil | 2012-10-26T09:46:00 | Requirement | Space | 1D06 | DEVOE # 2W18-2 PRARIE BUFF | n/a | n/a | n/a | n/a | Clinic_076-078_Finish Schedule | n/a
WallColor-West | bill.east@us.army.mil | 2012-10-26T09:46:00 | Requirement | Space | 1D06 | DEVOE # 2W18-2 PRARIE BUFF | n/a | n/a | n/a | n/a | Clinic_076-078_Finish Schedule | n/a
WallMaterial-East | bill.east@us.army.mil | 2012-10-26T09:46:00 | Requirement | Space | 1D06 | GYPSUM WALLBOARD WITH PAINT | n/a | n/a | n/a | n/a | Clinic_076-078_Finish Schedule | n/a
WallMaterial-North | bill.east@us.army.mil | 2012-10-26T09:46:00 | Requirement | Space | 1D06 | GYPSUM WALLBOARD WITH PAINT | n/a | n/a | n/a | n/a | Clinic_076-078_Finish Schedule | n/a
WallMaterial-South | bill.east@us.army.mil | 2012-10-26T09:46:00 | Requirement | Space | 1D06 | GYPSUM WALLBOARD WITH PAINT | n/a | n/a | n/a | n/a | Clinic_076-078_Finish Schedule | n/a
WallMaterial-West | bill.east@us.army.mil | 2012-10-26T09:46:00 | Requirement | Space | 1D06 | GYPSUM WALLBOARD WITH PAINT | n/a | n/a | n/a | n/a | Clinic_076-078_Finish Schedule | n/a
BaseColor | bill.east@us.army.mil | 2012-10-26T09:46:00 | Requirement | Space | 1D07 | ROPPE - 40 FAWN - 4" HIGH RUBBER COVE BASE | n/a | n/a | n/a | n/a | Clinic_076-078_Finish Schedule | n/a
BaseMaterial | bill.east@us.army.mil | 2012-10-26T09:46:00 | Requirement | Space | 1D07 | RUBBER BASE | n/a | n/a | n/a | n/a | Clinic_076-078_Finish Schedule | n/a
CeilingColor | bill.east@us.army.mil | 2012-10-26T09:46:00 | Requirement | Space | 1D07 | ARMSTRONG CEILING TILE - CIRRUS TEGULAR; COLOR: WHITE; SERIES #534 GRID-15/16" EXPOSED TEE GRID SYSTEM-WHITE; SIZE: 2'x2'x3/4" | n/a | n/a | n/a | n/a | Clinic_076-078_Finish Schedule | n/a
CeilingMaterial | bill.east@us.army.mil | 2012-10-26T09:46:00 | Requirement | Space | 1D07 | ACOUSTICAL CEILING TILE | n/a | n/a | n/a | n/a | Clinic_076-078_Finish Schedule | n/a
FloorColor | bill.east@us.army.mil | 2012-10-26T09:46:00 | Requirement | Space | 1D07 | VAMERICAN OLEAN #A-55 DOE SIZE: 2"x2",2 VAMERICAN OLEAN #A-55 DOE SIZE: 2"x2",2 | n/a | n/a | n/a | n/a | Clinic_076-078_Finish Schedule | n/a
FloorMaterial | bill.east@us.army.mil | 2012-10-26T09:46:00 | Requirement | Space | 1D07 | VINYL COMPOSITION TILE | n/a | n/a | n/a | n/a | Clinic_076-078_Finish Schedule | n/a
WallColor-East | bill.east@us.army.mil | 2012-10-26T09:46:00 | Requirement | Space | 1D07 | DEVOE # 2W18-2 PRARIE BUFF DEVOE # 2W18-2 PRARIE BUFF | n/a | n/a | n/a | n/a | Clinic_076-078_Finish Schedule | n/a
WallColor-North | bill.east@us.army.mil | 2012-10-26T09:46:00 | Requirement | Space | 1D07 | DEVOE # 2W18-2 PRARIE BUFF DEVOE # 2W18-2 PRARIE BUFF | n/a | n/a | n/a | n/a | Clinic_076-078_Finish Schedule | n/a
WallColor-South | bill.east@us.army.mil | 2012-10-26T09:46:00 | Requirement | Space | 1D07 | DEVOE # 2W18-2 PRARIE BUFF DEVOE # 2W18-2 PRARIE BUFF | n/a | n/a | n/a | n/a | Clinic_076-078_Finish Schedule | n/a
WallColor-West | bill.east@us.army.mil | 2012-10-26T09:46:00 | Requirement | Space | 1D07 | DEVOE # 2W18-2 PRARIE BUFF DEVOE # 2W18-2 PRARIE BUFF | n/a | n/a | n/a | n/a | Clinic_076-078_Finish Schedule | n/a
WallMaterial-East | bill.east@us.army.mil | 2012-10-26T09:46:00 | Requirement | Space | 1D07 | GYPSUM WALLBOARD WITH PAINT | n/a | n/a | n/a | n/a | Clinic_076-078_Finish Schedule | n/a
WallMaterial-North | bill.east@us.army.mil | 2012-10-26T09:46:00 | Requirement | Space | 1D07 | GYPSUM WALLBOARD WITH PAINT | n/a | n/a | n/a | n/a | Clinic_076-078_Finish Schedule | n/a
WallMaterial-South | bill.east@us.army.mil | 2012-10-26T09:46:00 | Requirement | Space | 1D07 | GYPSUM WALLBOARD WITH PAINT | n/a | n/a | n/a | n/a | Clinic_076-078_Finish Schedule | n/a
WallMaterial-West | bill.east@us.army.mil | 2012-10-26T09:46:00 | Requirement | Space | 1D07 | GYPSUM WALLBOARD WITH PAINT | n/a | n/a | n/a | n/a | Clinic_076-078_Finish Schedule | n/a
BaseColor | bill.east@us.army.mil | 2012-10-26T09:46:00 | Requirement | Space | 1D08 | ROPPE - 40 FAWN - 4" HIGH RUBBER COVE BASE | n/a | n/a | n/a | n/a | Clinic_076-078_Finish Schedule | n/a
BaseMaterial | bill.east@us.army.mil | 2012-10-26T09:46:00 | Requirement | Space | 1D08 | RUBBER BASE | n/a | n/a | n/a | n/a | Clinic_076-078_Finish Schedule | n/a
CeilingColor | bill.east@us.army.mil | 2012-10-26T09:46:00 | Requirement | Space | 1D08 | ARMSTRONG CEILING TILE - CIRRUS TEGULAR; COLOR: WHITE; SERIES #534 GRID-15/16" EXPOSED TEE GRID SYSTEM-WHITE; SIZE: 2'x2'x3/4" | n/a | n/a | n/a | n/a | Clinic_076-078_Finish Schedule | n/a
CeilingMaterial | bill.east@us.army.mil | 2012-10-26T09:46:00 | Requirement | Space | 1D08 | ACOUSTICAL CEILING TILE | n/a | n/a | n/a | n/a | Clinic_076-078_Finish Schedule | n/a
FloorColor | bill.east@us.army.mil | 2012-10-26T09:46:00 | Requirement | Space | 1D08 | VAMERICAN OLEAN #A-55 DOE SIZE: 2"x2",2 VAMERICAN OLEAN #A-55 DOE SIZE: 2"x2",2 | n/a | n/a | n/a | n/a | Clinic_076-078_Finish Schedule | n/a
FloorMaterial | bill.east@us.army.mil | 2012-10-26T09:46:00 | Requirement | Space | 1D08 | VINYL COMPOSITION TILE | n/a | n/a | n/a | n/a | Clinic_076-078_Finish Schedule | n/a
WallColor-East | bill.east@us.army.mil | 2012-10-26T09:46:00 | Requirement | Space | 1D08 | DEVOE # 2W18-2 PRARIE BUFF DEVOE # 2W18-2 PRARIE BUFF | n/a | n/a | n/a | n/a | Clinic_076-078_Finish Schedule | n/a
WallColor-North | bill.east@us.army.mil | 2012-10-26T09:46:00 | Requirement | Space | 1D08 | DEVOE # 2W18-2 PRARIE BUFF DEVOE # 2W18-2 PRARIE BUFF | n/a | n/a | n/a | n/a | Clinic_076-078_Finish Schedule | n/a
WallColor-South | bill.east@us.army.mil | 2012-10-26T09:46:00 | Requirement | Space | 1D08 | DEVOE # 2W18-2 PRARIE BUFF DEVOE # 2W18-2 PRARIE BUFF | n/a | n/a | n/a | n/a | Clinic_076-078_Finish Schedule | n/a
WallColor-West | bill.east@us.army.mil | 2012-10-26T09:46:00 | Requirement | Space | 1D08 | DEVOE # 2W18-2 PRARIE BUFF DEVOE # 2W18-2 PRARIE BUFF | n/a | n/a | n/a | n/a | Clinic_076-078_Finish Schedule | n/a
WallMaterial-East | bill.east@us.army.mil | 2012-10-26T09:46:00 | Requirement | Space | 1D08 | GYPSUM WALLBOARD WITH PAINT | n/a | n/a | n/a | n/a | Clinic_076-078_Finish Schedule | n/a
WallMaterial-North | bill.east@us.army.mil | 2012-10-26T09:46:00 | Requirement | Space | 1D08 | GYPSUM WALLBOARD WITH PAINT | n/a | n/a | n/a | n/a | Clinic_076-078_Finish Schedule | n/a
WallMaterial-South | bill.east@us.army.mil | 2012-10-26T09:46:00 | Requirement | Space | 1D08 | GYPSUM WALLBOARD WITH PAINT | n/a | n/a | n/a | n/a | Clinic_076-078_Finish Schedule | n/a
WallMaterial-West | bill.east@us.army.mil | 2012-10-26T09:46:00 | Requirement | Space | 1D08 | GYPSUM WALLBOARD WITH PAINT | n/a | n/a | n/a | n/a | Clinic_076-078_Finish Schedule | n/a
BaseColor | bill.east@us.army.mil | 2012-10-26T09:46:00 | Requirement | Space | 1D09 | ROPPE - 40 FAWN - 4" HIGH RUBBER COVE BASE | n/a | n/a | n/a | n/a | Clinic_076-078_Finish Schedule | n/a
BaseMaterial | bill.east@us.army.mil | 2012-10-26T09:46:00 | Requirement | Space | 1D09 | RUBBER BASE | n/a | n/a | n/a | n/a | Clinic_076-078_Finish Schedule | n/a
CeilingColor | bill.east@us.army.mil | 2012-10-26T09:46:00 | Requirement | Space | 1D09 | ARMSTRONG CEILING TILE - CIRRUS TEGULAR; COLOR: WHITE; SERIES #534 GRID-15/16" EXPOSED TEE GRID SYSTEM-WHITE; SIZE: 2'x2'x3/4" | n/a | n/a | n/a | n/a | Clinic_076-078_Finish Schedule | n/a
CeilingMaterial | bill.east@us.army.mil | 2012-10-26T09:46:00 | Requirement | Space | 1D09 | ACOUSTICAL CEILING TILE | n/a | n/a | n/a | n/a | Clinic_076-078_Finish Schedule | n/a
FloorColor | bill.east@us.army.mil | 2012-10-26T09:46:00 | Requirement | Space | 1D09 | VAMERICAN OLEAN #A-55 DOE SIZE: 2"x2",2 VAMERICAN OLEAN #A-55 DOE SIZE: 2"x2",2 | n/a | n/a | n/a | n/a | Clinic_076-078_Finish Schedule | n/a
FloorMaterial | bill.east@us.army.mil | 2012-10-26T09:46:00 | Requirement | Space | 1D09 | VINYL COMPOSITION TILE | n/a | n/a | n/a | n/a | Clinic_076-078_Finish Schedule | n/a
WallColor-East | bill.east@us.army.mil | 2012-10-26T09:46:00 | Requirement | Space | 1D09 | DEVOE # 2W18-2 PRARIE BUFF DEVOE # 2W18-2 PRARIE BUFF | n/a | n/a | n/a | n/a | Clinic_076-078_Finish Schedule | n/a
WallColor-North | bill.east@us.army.mil | 2012-10-26T09:46:00 | Requirement | Space | 1D09 | DEVOE # 2W18-2 PRARIE BUFF DEVOE # 2W18-2 PRARIE BUFF | n/a | n/a | n/a | n/a | Clinic_076-078_Finish Schedule | n/a
WallColor-South | bill.east@us.army.mil | 2012-10-26T09:46:00 | Requirement | Space | 1D09 | DEVOE # 2W18-2 PRARIE BUFF DEVOE # 2W18-2 PRARIE BUFF | n/a | n/a | n/a | n/a | Clinic_076-078_Finish Schedule | n/a
WallColor-West | bill.east@us.army.mil | 2012-10-26T09:46:00 | Requirement | Space | 1D09 | DEVOE # 2W18-2 PRARIE BUFF DEVOE # 2W18-2 PRARIE BUFF | n/a | n/a | n/a | n/a | Clinic_076-078_Finish Schedule | n/a
WallMaterial-East | bill.east@us.army.mil | 2012-10-26T09:46:00 | Requirement | Space | 1D09 | GYPSUM WALLBOARD WITH PAINT | n/a | n/a | n/a | n/a | Clinic_076-078_Finish Schedule | n/a
WallMaterial-North | bill.east@us.army.mil | 2012-10-26T09:46:00 | Requirement | Space | 1D09 | GYPSUM WALLBOARD WITH PAINT | n/a | n/a | n/a | n/a | Clinic_076-078_Finish Schedule | n/a
WallMaterial-South | bill.east@us.army.mil | 2012-10-26T09:46:00 | Requirement | Space | 1D09 | GYPSUM WALLBOARD WITH PAINT | n/a | n/a | n/a | n/a | Clinic_076-078_Finish Schedule | n/a
WallMaterial-West | bill.east@us.army.mil | 2012-10-26T09:46:00 | Requirement | Space | 1D09 | GYPSUM WALLBOARD WITH PAINT | n/a | n/a | n/a | n/a | Clinic_076-078_Finish Schedule | n/a
BaseColor | bill.east@us.army.mil | 2012-10-26T09:46:00 | Requirement | Space | 1D10 | ROPPE - 40 FAWN - 4" HIGH RUBBER COVE BASE | n/a | n/a | n/a | n/a | Clinic_076-078_Finish Schedule | n/a
BaseMaterial | bill.east@us.army.mil | 2012-10-26T09:46:00 | Requirement | Space | 1D10 | RUBBER BASE | n/a | n/a | n/a | n/a | Clinic_076-078_Finish Schedule | n/a
CeilingColor | bill.east@us.army.mil | 2012-10-26T09:46:00 | Requirement | Space | 1D10 | ARMSTRONG CEILING TILE - CIRRUS TEGULAR; COLOR: WHITE; SERIES #534 GRID-15/16" EXPOSED TEE GRID SYSTEM-WHITE; SIZE: 2'x2'x3/4" | n/a | n/a | n/a | n/a | Clinic_076-078_Finish Schedule | n/a
CeilingMaterial | bill.east@us.army.mil | 2012-10-26T09:46:00 | Requirement | Space | 1D10 | ACOUSTICAL CEILING TILE | n/a | n/a | n/a | n/a | Clinic_076-078_Finish Schedule | n/a
FloorColor | bill.east@us.army.mil | 2012-10-26T09:46:00 | Requirement | Space | 1D10 | VAMERICAN OLEAN #A-55 DOE SIZE: 2"x2",2 VAMERICAN OLEAN #A-55 DOE SIZE: 2"x2",2 | n/a | n/a | n/a | n/a | Clinic_076-078_Finish Schedule | n/a
FloorMaterial | bill.east@us.army.mil | 2012-10-26T09:46:00 | Requirement | Space | 1D10 | VINYL COMPOSITION TILE | n/a | n/a | n/a | n/a | Clinic_076-078_Finish Schedule | n/a
WallColor-East | bill.east@us.army.mil | 2012-10-26T09:46:00 | Requirement | Space | 1D10 | DEVOE # 2W18-2 PRARIE BUFF DEVOE # 2W18-2 PRARIE BUFF | n/a | n/a | n/a | n/a | Clinic_076-078_Finish Schedule | n/a
WallColor-North | bill.east@us.army.mil | 2012-10-26T09:46:00 | Requirement | Space | 1D10 | DEVOE # 2W18-2 PRARIE BUFF DEVOE # 2W18-2 PRARIE BUFF | n/a | n/a | n/a | n/a | Clinic_076-078_Finish Schedule | n/a
WallColor-South | bill.east@us.army.mil | 2012-10-26T09:46:00 | Requirement | Space | 1D10 | DEVOE # 2W18-2 PRARIE BUFF DEVOE # 2W18-2 PRARIE BUFF | n/a | n/a | n/a | n/a | Clinic_076-078_Finish Schedule | n/a
WallColor-West | bill.east@us.army.mil | 2012-10-26T09:46:00 | Requirement | Space | 1D10 | DEVOE # 2W18-2 PRARIE BUFF DEVOE # 2W18-2 PRARIE BUFF | n/a | n/a | n/a | n/a | Clinic_076-078_Finish Schedule | n/a
WallMaterial-East | bill.east@us.army.mil | 2012-10-26T09:46:00 | Requirement | Space | 1D10 | GYPSUM WALLBOARD WITH PAINT | n/a | n/a | n/a | n/a | Clinic_076-078_Finish Schedule | n/a
WallMaterial-North | bill.east@us.army.mil | 2012-10-26T09:46:00 | Requirement | Space | 1D10 | GYPSUM WALLBOARD WITH PAINT | n/a | n/a | n/a | n/a | Clinic_076-078_Finish Schedule | n/a
WallMaterial-South | bill.east@us.army.mil | 2012-10-26T09:46:00 | Requirement | Space | 1D10 | GYPSUM WALLBOARD WITH PAINT | n/a | n/a | n/a | n/a | Clinic_076-078_Finish Schedule | n/a
WallMaterial-West | bill.east@us.army.mil | 2012-10-26T09:46:00 | Requirement | Space | 1D10 | GYPSUM WALLBOARD WITH PAINT | n/a | n/a | n/a | n/a | Clinic_076-078_Finish Schedule | n/a
BaseColor | bill.east@us.army.mil | 2012-10-26T09:46:00 | Requirement | Space | 1D11 | ROPPE - 40 FAWN - 4" HIGH RUBBER COVE BASE | n/a | n/a | n/a | n/a | Clinic_076-078_Finish Schedule | n/a
BaseMaterial | bill.east@us.army.mil | 2012-10-26T09:46:00 | Requirement | Space | 1D11 | RUBBER BASE | n/a | n/a | n/a | n/a | Clinic_076-078_Finish Schedule | n/a
CeilingColor | bill.east@us.army.mil | 2012-10-26T09:46:00 | Requirement | Space | 1D11 | ARMSTRONG CEILING TILE - CIRRUS TEGULAR; COLOR: WHITE; SERIES #534 GRID-15/16" EXPOSED TEE GRID SYSTEM-WHITE; SIZE: 2'x2'x3/4" | n/a | n/a | n/a | n/a | Clinic_076-078_Finish Schedule | n/a
CeilingMaterial | bill.east@us.army.mil | 2012-10-26T09:46:00 | Requirement | Space | 1D11 | ACOUSTICAL CEILING TILE | n/a | n/a | n/a | n/a | Clinic_076-078_Finish Schedule | n/a
FloorColor | bill.east@us.army.mil | 2012-10-26T09:46:00 | Requirement | Space | 1D11 | VAMERICAN OLEAN #A-55 DOE SIZE: 2"x2",2 | n/a | n/a | n/a | n/a | Clinic_076-078_Finish Schedule | n/a
FloorMaterial | bill.east@us.army.mil | 2012-10-26T09:46:00 | Requirement | Space | 1D11 | VINYL COMPOSITION TILE | n/a | n/a | n/a | n/a | Clinic_076-078_Finish Schedule | n/a
WallColor-East | bill.east@us.army.mil | 2012-10-26T09:46:00 | Requirement | Space | 1D11 | DEVOE # 2W18-2 PRARIE BUFF | n/a | n/a | n/a | n/a | Clinic_076-078_Finish Schedule | n/a
WallColor-North | bill.east@us.army.mil | 2012-10-26T09:46:00 | Requirement | Space | 1D11 | DEVOE # 2W18-2 PRARIE BUFF | n/a | n/a | n/a | n/a | Clinic_076-078_Finish Schedule | n/a
WallColor-South | bill.east@us.army.mil | 2012-10-26T09:46:00 | Requirement | Space | 1D11 | DEVOE # 2W18-2 PRARIE BUFF | n/a | n/a | n/a | n/a | Clinic_076-078_Finish Schedule | n/a
WallColor-West | bill.east@us.army.mil | 2012-10-26T09:46:00 | Requirement | Space | 1D11 | DEVOE # 2W18-2 PRARIE BUFF | n/a | n/a | n/a | n/a | Clinic_076-078_Finish Schedule | n/a
WallMaterial-East | bill.east@us.army.mil | 2012-10-26T09:46:00 | Requirement | Space | 1D11 | GYPSUM WALLBOARD WITH PAINT | n/a | n/a | n/a | n/a | Clinic_076-078_Finish Schedule | n/a
WallMaterial-North | bill.east@us.army.mil | 2012-10-26T09:46:00 | Requirement | Space | 1D11 | GYPSUM WALLBOARD WITH PAINT | n/a | n/a | n/a | n/a | Clinic_076-078_Finish Schedule | n/a
WallMaterial-South | bill.east@us.army.mil | 2012-10-26T09:46:00 | Requirement | Space | 1D11 | GYPSUM WALLBOARD WITH PAINT | n/a | n/a | n/a | n/a | Clinic_076-078_Finish Schedule | n/a
WallMaterial-West | bill.east@us.army.mil | 2012-10-26T09:46:00 | Requirement | Space | 1D11 | GYPSUM WALLBOARD WITH PAINT | n/a | n/a | n/a | n/a | Clinic_076-078_Finish Schedule | n/a
BaseColor | bill.east@us.army.mil | 2012-10-26T09:46:00 | Requirement | Space | 1D12 | ARMSTRONG - MEDINTECH - #86439 DESERT GOLD | n/a | n/a | n/a | n/a | Clinic_076-078_Finish Schedule | n/a
BaseMaterial | bill.east@us.army.mil | 2012-10-26T09:46:00 | Requirement | Space | 1D12 | INTEGRAL VINYL BASE | n/a | n/a | n/a | n/a | Clinic_076-078_Finish Schedule | n/a
CeilingColor | bill.east@us.army.mil | 2012-10-26T09:46:00 | Requirement | Space | 1D12 | ARMSTRONG CEILING TILE - FINE FISSURED DURATEX; COLOR: WHITE; SERIES #1870; GRID 15/16" EXPOSED TEE GRID SYSTEM-WHITE; SIZE: 2'x2' | n/a | n/a | n/a | n/a | Clinic_076-078_Finish Schedule | n/a
CeilingMaterial | bill.east@us.army.mil | 2012-10-26T09:46:00 | Requirement | Space | 1D12 | ACOUSTICAL CEILING TILE | n/a | n/a | n/a | n/a | Clinic_076-078_Finish Schedule | n/a
FloorColor | bill.east@us.army.mil | 2012-10-26T09:46:00 | Requirement | Space | 1D12 | ARMSTRONG - MEDIN TECH - #86439 DESERT GOLD | n/a | n/a | n/a | n/a | Clinic_076-078_Finish Schedule | n/a
FloorMaterial | bill.east@us.army.mil | 2012-10-26T09:46:00 | Requirement | Space | 1D12 | SHEET VINYL | n/a | n/a | n/a | n/a | Clinic_076-078_Finish Schedule | n/a
WallColor-East | bill.east@us.army.mil | 2012-10-26T09:46:00 | Requirement | Space | 1D12 | MATCH PT3 - Devoe # 2W19-4 CLAY PEBBLE | n/a | n/a | n/a | n/a | Clinic_076-078_Finish Schedule | n/a
WallColor-North | bill.east@us.army.mil | 2012-10-26T09:46:00 | Requirement | Space | 1D12 | MATCH PT3 - Devoe # 2W19-4 CLAY PEBBLE | n/a | n/a | n/a | n/a | Clinic_076-078_Finish Schedule | n/a
WallColor-South | bill.east@us.army.mil | 2012-10-26T09:46:00 | Requirement | Space | 1D12 | MATCH PT3 - Devoe # 2W19-4 CLAY PEBBLE | n/a | n/a | n/a | n/a | Clinic_076-078_Finish Schedule | n/a
WallColor-West | bill.east@us.army.mil | 2012-10-26T09:46:00 | Requirement | Space | 1D12 | MATCH PT3 - Devoe # 2W19-4 CLAY PEBBLE | n/a | n/a | n/a | n/a | Clinic_076-078_Finish Schedule | n/a
WallMaterial-East | bill.east@us.army.mil | 2012-10-26T09:46:00 | Requirement | Space | 1D12 | GYPSUM WALLBOARD WITH LIQUID GLAZED COATING | n/a | n/a | n/a | n/a | Clinic_076-078_Finish Schedule | n/a
WallMaterial-North | bill.east@us.army.mil | 2012-10-26T09:46:00 | Requirement | Space | 1D12 | GYPSUM WALLBOARD WITH LIQUID GLAZED COATING | n/a | n/a | n/a | n/a | Clinic_076-078_Finish Schedule | n/a
WallMaterial-South | bill.east@us.army.mil | 2012-10-26T09:46:00 | Requirement | Space | 1D12 | GYPSUM WALLBOARD WITH LIQUID GLAZED COATING | n/a | n/a | n/a | n/a | Clinic_076-078_Finish Schedule | n/a
WallMaterial-West | bill.east@us.army.mil | 2012-10-26T09:46:00 | Requirement | Space | 1D12 | GYPSUM WALLBOARD WITH LIQUID GLAZED COATING | n/a | n/a | n/a | n/a | Clinic_076-078_Finish Schedule | n/a
BaseColor | bill.east@us.army.mil | 2012-10-26T09:46:00 | Requirement | Space | 1D13 | ROPPE - 40 FAWN - 4" HIGH RUBBER COVE BASE | n/a | n/a | n/a | n/a | Clinic_076-078_Finish Schedule | n/a
BaseMaterial | bill.east@us.army.mil | 2012-10-26T09:46:00 | Requirement | Space | 1D13 | RUBBER BASE | n/a | n/a | n/a | n/a | Clinic_076-078_Finish Schedule | n/a
CeilingColor | bill.east@us.army.mil | 2012-10-26T09:46:00 | Requirement | Space | 1D13 | ARMSTRONG CEILING TILE - CIRRUS TEGULAR; COLOR: WHITE; SERIES #534 GRID-15/16" EXPOSED TEE GRID SYSTEM-WHITE; SIZE: 2'x2'x3/4" | n/a | n/a | n/a | n/a | Clinic_076-078_Finish Schedule | n/a
CeilingMaterial | bill.east@us.army.mil | 2012-10-26T09:46:00 | Requirement | Space | 1D13 | ACOUSTICAL CEILING TILE | n/a | n/a | n/a | n/a | Clinic_076-078_Finish Schedule | n/a
FloorColor | bill.east@us.army.mil | 2012-10-26T09:46:00 | Requirement | Space | 1D13 | VAMERICAN OLEAN #A-55 DOE SIZE: 2"x2",2 | n/a | n/a | n/a | n/a | Clinic_076-078_Finish Schedule | n/a
FloorMaterial | bill.east@us.army.mil | 2012-10-26T09:46:00 | Requirement | Space | 1D13 | VINYL COMPOSITION TILE | n/a | n/a | n/a | n/a | Clinic_076-078_Finish Schedule | n/a
WallColor-East | bill.east@us.army.mil | 2012-10-26T09:46:00 | Requirement | Space | 1D13 | DEVOE # 2W18-2 PRARIE BUFF | n/a | n/a | n/a | n/a | Clinic_076-078_Finish Schedule | n/a
WallColor-North | bill.east@us.army.mil | 2012-10-26T09:46:00 | Requirement | Space | 1D13 | DEVOE # 2W18-2 PRARIE BUFF | n/a | n/a | n/a | n/a | Clinic_076-078_Finish Schedule | n/a
WallColor-South | bill.east@us.army.mil | 2012-10-26T09:46:00 | Requirement | Space | 1D13 | DEVOE # 2W18-2 PRARIE BUFF | n/a | n/a | n/a | n/a | Clinic_076-078_Finish Schedule | n/a
WallColor-West | bill.east@us.army.mil | 2012-10-26T09:46:00 | Requirement | Space | 1D13 | DEVOE # 2W18-2 PRARIE BUFF | n/a | n/a | n/a | n/a | Clinic_076-078_Finish Schedule | n/a
WallMaterial-East | bill.east@us.army.mil | 2012-10-26T09:46:00 | Requirement | Space | 1D13 | GYPSUM WALLBOARD WITH PAINT | n/a | n/a | n/a | n/a | Clinic_076-078_Finish Schedule | n/a
WallMaterial-North | bill.east@us.army.mil | 2012-10-26T09:46:00 | Requirement | Space | 1D13 | GYPSUM WALLBOARD WITH PAINT | n/a | n/a | n/a | n/a | Clinic_076-078_Finish Schedule | n/a
WallMaterial-South | bill.east@us.army.mil | 2012-10-26T09:46:00 | Requirement | Space | 1D13 | GYPSUM WALLBOARD WITH PAINT | n/a | n/a | n/a | n/a | Clinic_076-078_Finish Schedule | n/a
WallMaterial-West | bill.east@us.army.mil | 2012-10-26T09:46:00 | Requirement | Space | 1D13 | GYPSUM WALLBOARD WITH PAINT | n/a | n/a | n/a | n/a | Clinic_076-078_Finish Schedule | n/a
BaseColor | bill.east@us.army.mil | 2012-10-26T09:46:00 | Requirement | Space | 1D14 | ARMSTRONG - MEDINTECH - #86439 DESERT GOLD | n/a | n/a | n/a | n/a | Clinic_076-078_Finish Schedule | n/a
BaseMaterial | bill.east@us.army.mil | 2012-10-26T09:46:00 | Requirement | Space | 1D14 | INTEGRAL VINYL BASE | n/a | n/a | n/a | n/a | Clinic_076-078_Finish Schedule | n/a
CeilingColor | bill.east@us.army.mil | 2012-10-26T09:46:00 | Requirement | Space | 1D14 | ARMSTRONG CEILING TILE - FINE FISSURED DURATEX; COLOR: WHITE; SERIES #1870; GRID 15/16" EXPOSED TEE GRID SYSTEM-WHITE; SIZE: 2'x2' | n/a | n/a | n/a | n/a | Clinic_076-078_Finish Schedule | n/a
CeilingMaterial | bill.east@us.army.mil | 2012-10-26T09:46:00 | Requirement | Space | 1D14 | ACOUSTICAL CEILING TILE | n/a | n/a | n/a | n/a | Clinic_076-078_Finish Schedule | n/a
FloorColor | bill.east@us.army.mil | 2012-10-26T09:46:00 | Requirement | Space | 1D14 | ARMSTRONG - MEDIN TECH - #86439 DESERT GOLD | n/a | n/a | n/a | n/a | Clinic_076-078_Finish Schedule | n/a
FloorMaterial | bill.east@us.army.mil | 2012-10-26T09:46:00 | Requirement | Space | 1D14 | SHEET VINYL | n/a | n/a | n/a | n/a | Clinic_076-078_Finish Schedule | n/a
WallColor-East | bill.east@us.army.mil | 2012-10-26T09:46:00 | Requirement | Space | 1D14 | MATCH PT3 - Devoe # 2W19-4 CLAY PEBBLE | n/a | n/a | n/a | n/a | Clinic_076-078_Finish Schedule | n/a
WallColor-North | bill.east@us.army.mil | 2012-10-26T09:46:00 | Requirement | Space | 1D14 | MATCH PT3 - Devoe # 2W19-4 CLAY PEBBLE | n/a | n/a | n/a | n/a | Clinic_076-078_Finish Schedule | n/a
WallColor-South | bill.east@us.army.mil | 2012-10-26T09:46:00 | Requirement | Space | 1D14 | MATCH PT3 - Devoe # 2W19-4 CLAY PEBBLE | n/a | n/a | n/a | n/a | Clinic_076-078_Finish Schedule | n/a
WallColor-West | bill.east@us.army.mil | 2012-10-26T09:46:00 | Requirement | Space | 1D14 | MATCH PT3 - Devoe # 2W19-4 CLAY PEBBLE | n/a | n/a | n/a | n/a | Clinic_076-078_Finish Schedule | n/a
WallMaterial-East | bill.east@us.army.mil | 2012-10-26T09:46:00 | Requirement | Space | 1D14 | GYPSUM WALLBOARD WITH LIQUID GLAZED COATING | n/a | n/a | n/a | n/a | Clinic_076-078_Finish Schedule | n/a
WallMaterial-North | bill.east@us.army.mil | 2012-10-26T09:46:00 | Requirement | Space | 1D14 | GYPSUM WALLBOARD WITH LIQUID GLAZED COATING | n/a | n/a | n/a | n/a | Clinic_076-078_Finish Schedule | n/a
WallMaterial-South | bill.east@us.army.mil | 2012-10-26T09:46:00 | Requirement | Space | 1D14 | GYPSUM WALLBOARD WITH LIQUID GLAZED COATING | n/a | n/a | n/a | n/a | Clinic_076-078_Finish Schedule | n/a
WallMaterial-West | bill.east@us.army.mil | 2012-10-26T09:46:00 | Requirement | Space | 1D14 | GYPSUM WALLBOARD WITH LIQUID GLAZED COATING | n/a | n/a | n/a | n/a | Clinic_076-078_Finish Schedule | n/a
BaseColor | bill.east@us.army.mil | 2012-10-26T09:46:00 | Requirement | Space | 1D15 | ROPPE - 40 FAWN - 4" HIGH RUBBER COVE BASE | n/a | n/a | n/a | n/a | Clinic_076-078_Finish Schedule | n/a
BaseMaterial | bill.east@us.army.mil | 2012-10-26T09:46:00 | Requirement | Space | 1D15 | RUBBER BASE | n/a | n/a | n/a | n/a | Clinic_076-078_Finish Schedule | n/a
CeilingColor | bill.east@us.army.mil | 2012-10-26T09:46:00 | Requirement | Space | 1D15 | ARMSTRONG CEILING TILE - CIRRUS TEGULAR; COLOR: WHITE; SERIES #534 GRID-15/16" EXPOSED TEE GRID SYSTEM-WHITE; SIZE: 2'x2'x3/4" | n/a | n/a | n/a | n/a | Clinic_076-078_Finish Schedule | n/a
CeilingMaterial | bill.east@us.army.mil | 2012-10-26T09:46:00 | Requirement | Space | 1D15 | ACOUSTICAL CEILING TILE | n/a | n/a | n/a | n/a | Clinic_076-078_Finish Schedule | n/a
FloorColor | bill.east@us.army.mil | 2012-10-26T09:46:00 | Requirement | Space | 1D15 | VAMERICAN OLEAN #A-55 DOE SIZE: 2"x2",2 | n/a | n/a | n/a | n/a | Clinic_076-078_Finish Schedule | n/a
FloorMaterial | bill.east@us.army.mil | 2012-10-26T09:46:00 | Requirement | Space | 1D15 | VINYL COMPOSITION TILE | n/a | n/a | n/a | n/a | Clinic_076-078_Finish Schedule | n/a
WallColor-East | bill.east@us.army.mil | 2012-10-26T09:46:00 | Requirement | Space | 1D15 | DEVOE # 2W18-2 PRARIE BUFF | n/a | n/a | n/a | n/a | Clinic_076-078_Finish Schedule | n/a
WallColor-North | bill.east@us.army.mil | 2012-10-26T09:46:00 | Requirement | Space | 1D15 | DEVOE # 2W18-2 PRARIE BUFF | n/a | n/a | n/a | n/a | Clinic_076-078_Finish Schedule | n/a
WallColor-South | bill.east@us.army.mil | 2012-10-26T09:46:00 | Requirement | Space | 1D15 | DEVOE # 2W18-2 PRARIE BUFF | n/a | n/a | n/a | n/a | Clinic_076-078_Finish Schedule | n/a
WallColor-West | bill.east@us.army.mil | 2012-10-26T09:46:00 | Requirement | Space | 1D15 | DEVOE # 2W18-2 PRARIE BUFF | n/a | n/a | n/a | n/a | Clinic_076-078_Finish Schedule | n/a
WallMaterial-East | bill.east@us.army.mil | 2012-10-26T09:46:00 | Requirement | Space | 1D15 | GYPSUM WALLBOARD WITH PAINT | n/a | n/a | n/a | n/a | Clinic_076-078_Finish Schedule | n/a
WallMaterial-North | bill.east@us.army.mil | 2012-10-26T09:46:00 | Requirement | Space | 1D15 | GYPSUM WALLBOARD WITH PAINT | n/a | n/a | n/a | n/a | Clinic_076-078_Finish Schedule | n/a
WallMaterial-South | bill.east@us.army.mil | 2012-10-26T09:46:00 | Requirement | Space | 1D15 | GYPSUM WALLBOARD WITH PAINT | n/a | n/a | n/a | n/a | Clinic_076-078_Finish Schedule | n/a
WallMaterial-West | bill.east@us.army.mil | 2012-10-26T09:46:00 | Requirement | Space | 1D15 | GYPSUM WALLBOARD WITH PAINT | n/a | n/a | n/a | n/a | Clinic_076-078_Finish Schedule | n/a
BaseColor | bill.east@us.army.mil | 2012-10-26T09:46:00 | Requirement | Space | 1D16 | ROPPE - 40 FAWN - 4" HIGH RUBBER COVE BASE | n/a | n/a | n/a | n/a | Clinic_076-078_Finish Schedule | n/a
BaseMaterial | bill.east@us.army.mil | 2012-10-26T09:46:00 | Requirement | Space | 1D16 | RUBBER BASE | n/a | n/a | n/a | n/a | Clinic_076-078_Finish Schedule | n/a
CeilingColor | bill.east@us.army.mil | 2012-10-26T09:46:00 | Requirement | Space | 1D16 | ARMSTRONG CEILING TILE - CIRRUS TEGULAR; COLOR: WHITE; SERIES #534 GRID-15/16" EXPOSED TEE GRID SYSTEM-WHITE; SIZE: 2'x2'x3/4" | n/a | n/a | n/a | n/a | Clinic_076-078_Finish Schedule | n/a
CeilingMaterial | bill.east@us.army.mil | 2012-10-26T09:46:00 | Requirement | Space | 1D16 | ACOUSTICAL CEILING TILE | n/a | n/a | n/a | n/a | Clinic_076-078_Finish Schedule | n/a
FloorColor | bill.east@us.army.mil | 2012-10-26T09:46:00 | Requirement | Space | 1D16 | INTERFACE - CARIBBEAN #3063 SEA TURTLE | n/a | n/a | n/a | n/a | Clinic_076-078_Finish Schedule | n/a
FloorMaterial | bill.east@us.army.mil | 2012-10-26T09:46:00 | Requirement | Space | 1D16 | CARPET | n/a | n/a | n/a | n/a | Clinic_076-078_Finish Schedule | n/a
WallColor-East | bill.east@us.army.mil | 2012-10-26T09:46:00 | Requirement | Space | 1D16 | DEVOE # 2W18-2 PRARIE BUFF | n/a | n/a | n/a | n/a | Clinic_076-078_Finish Schedule | n/a
WallColor-North | bill.east@us.army.mil | 2012-10-26T09:46:00 | Requirement | Space | 1D16 | DEVOE # 2W18-2 PRARIE BUFF | n/a | n/a | n/a | n/a | Clinic_076-078_Finish Schedule | n/a
WallColor-South | bill.east@us.army.mil | 2012-10-26T09:46:00 | Requirement | Space | 1D16 | DEVOE # 2W18-2 PRARIE BUFF | n/a | n/a | n/a | n/a | Clinic_076-078_Finish Schedule | n/a
WallColor-West | bill.east@us.army.mil | 2012-10-26T09:46:00 | Requirement | Space | 1D16 | DEVOE # 2W18-2 PRARIE BUFF | n/a | n/a | n/a | n/a | Clinic_076-078_Finish Schedule | n/a
WallMaterial-East | bill.east@us.army.mil | 2012-10-26T09:46:00 | Requirement | Space | 1D16 | GYPSUM WALLBOARD WITH PAINT | n/a | n/a | n/a | n/a | Clinic_076-078_Finish Schedule | n/a
WallMaterial-North | bill.east@us.army.mil | 2012-10-26T09:46:00 | Requirement | Space | 1D16 | GYPSUM WALLBOARD WITH PAINT | n/a | n/a | n/a | n/a | Clinic_076-078_Finish Schedule | n/a
WallMaterial-South | bill.east@us.army.mil | 2012-10-26T09:46:00 | Requirement | Space | 1D16 | GYPSUM WALLBOARD WITH PAINT | n/a | n/a | n/a | n/a | Clinic_076-078_Finish Schedule | n/a
WallMaterial-West | bill.east@us.army.mil | 2012-10-26T09:46:00 | Requirement | Space | 1D16 | GYPSUM WALLBOARD WITH PAINT | n/a | n/a | n/a | n/a | Clinic_076-078_Finish Schedule | n/a
BaseColor | bill.east@us.army.mil | 2012-10-26T09:46:00 | Requirement | Space | 1D17 | ROPPE - 40 FAWN - 4" HIGH RUBBER COVE BASE | n/a | n/a | n/a | n/a | Clinic_076-078_Finish Schedule | n/a
BaseMaterial | bill.east@us.army.mil | 2012-10-26T09:46:00 | Requirement | Space | 1D17 | RUBBER BASE | n/a | n/a | n/a | n/a | Clinic_076-078_Finish Schedule | n/a
CeilingColor | bill.east@us.army.mil | 2012-10-26T09:46:00 | Requirement | Space | 1D17 | MATCH PT3 - Devoe # 2W19-4 CLAY PEBBLE | n/a | n/a | n/a | n/a | Clinic_076-078_Finish Schedule | n/a
CeilingMaterial | bill.east@us.army.mil | 2012-10-26T09:46:00 | Requirement | Space | 1D17 | GYPSUM WALLBOARD WITH LIQUID GLAZED COATING | n/a | n/a | n/a | n/a | Clinic_076-078_Finish Schedule | n/a
FloorColor | bill.east@us.army.mil | 2012-10-26T09:46:00 | Requirement | Space | 1D17 | VAMERICAN OLEAN #A-55 DOE SIZE: 2"x2" | n/a | n/a | n/a | n/a | Clinic_076-078_Finish Schedule | n/a
FloorMaterial | bill.east@us.army.mil | 2012-10-26T09:46:00 | Requirement | Space | 1D17 | VINYL COMPOSITION TILE | n/a | n/a | n/a | n/a | Clinic_076-078_Finish Schedule | n/a
WallColor-East | bill.east@us.army.mil | 2012-10-26T09:46:00 | Requirement | Space | 1D17 | MATCH PT3 - Devoe # 2W19-4 CLAY PEBBLE | n/a | n/a | n/a | n/a | Clinic_076-078_Finish Schedule | n/a
WallColor-North | bill.east@us.army.mil | 2012-10-26T09:46:00 | Requirement | Space | 1D17 | MATCH PT3 - Devoe # 2W19-4 CLAY PEBBLE | n/a | n/a | n/a | n/a | Clinic_076-078_Finish Schedule | n/a
WallColor-South | bill.east@us.army.mil | 2012-10-26T09:46:00 | Requirement | Space | 1D17 | MATCH PT3 - Devoe # 2W19-4 CLAY PEBBLE | n/a | n/a | n/a | n/a | Clinic_076-078_Finish Schedule | n/a
WallColor-West | bill.east@us.army.mil | 2012-10-26T09:46:00 | Requirement | Space | 1D17 | MATCH PT3 - Devoe # 2W19-4 CLAY PEBBLE | n/a | n/a | n/a | n/a | Clinic_076-078_Finish Schedule | n/a
WallMaterial-East | bill.east@us.army.mil | 2012-10-26T09:46:00 | Requirement | Space | 1D17 | GYPSUM WALLBOARD WITH LIQUID GLAZED COATING | n/a | n/a | n/a | n/a | Clinic_076-078_Finish Schedule | n/a
WallMaterial-North | bill.east@us.army.mil | 2012-10-26T09:46:00 | Requirement | Space | 1D17 | GYPSUM WALLBOARD WITH LIQUID GLAZED COATING | n/a | n/a | n/a | n/a | Clinic_076-078_Finish Schedule | n/a
WallMaterial-South | bill.east@us.army.mil | 2012-10-26T09:46:00 | Requirement | Space | 1D17 | GYPSUM WALLBOARD WITH LIQUID GLAZED COATING | n/a | n/a | n/a | n/a | Clinic_076-078_Finish Schedule | n/a
WallMaterial-West | bill.east@us.army.mil | 2012-10-26T09:46:00 | Requirement | Space | 1D17 | GYPSUM WALLBOARD WITH LIQUID GLAZED COATING | n/a | n/a | n/a | n/a | Clinic_076-078_Finish Schedule | n/a
BaseColor | bill.east@us.army.mil | 2012-10-26T09:46:00 | Requirement | Space | 1D18 | DAL - TILE - #D-1452 CYPRESS - SIZE 4"X 4" | n/a | n/a | n/a | n/a | Clinic_076-078_Finish Schedule | n/a
BaseMaterial | bill.east@us.army.mil | 2012-10-26T09:46:00 | Requirement | Space | 1D18 | MAT GLAZED TILE | n/a | n/a | n/a | n/a | Clinic_076-078_Finish Schedule | n/a
CeilingColor | bill.east@us.army.mil | 2012-10-26T09:46:00 | Requirement | Space | 1D18 | MATCH PT3 - Devoe # 2W19-4 CLAY PEBBLE | n/a | n/a | n/a | n/a | Clinic_076-078_Finish Schedule | n/a
CeilingMaterial | bill.east@us.army.mil | 2012-10-26T09:46:00 | Requirement | Space | 1D18 | GYPSUM WALLBOARD WITH LIQUID GLAZED COATING | n/a | n/a | n/a | n/a | Clinic_076-078_Finish Schedule | n/a
FloorColor | bill.east@us.army.mil | 2012-10-26T09:46:00 | Requirement | Space | 1D18 | INTERFACE - CARIBBEAN #3063 SEA TURTLE | n/a | n/a | n/a | n/a | Clinic_076-078_Finish Schedule | n/a
FloorMaterial | bill.east@us.army.mil | 2012-10-26T09:46:00 | Requirement | Space | 1D18 | CERAMIC TILE | n/a | n/a | n/a | n/a | Clinic_076-078_Finish Schedule | n/a
WallColor-East | bill.east@us.army.mil | 2012-10-26T09:46:00 | Requirement | Space | 1D18 | DAL - TILE - #D-1452 CYPRESS - SIZE 4"X 4" | n/a | n/a | n/a | n/a | Clinic_076-078_Finish Schedule | n/a
WallColor-North | bill.east@us.army.mil | 2012-10-26T09:46:00 | Requirement | Space | 1D18 | DAL - TILE - #D-1452 CYPRESS - SIZE 4"X 4" | n/a | n/a | n/a | n/a | Clinic_076-078_Finish Schedule | n/a
WallColor-South | bill.east@us.army.mil | 2012-10-26T09:46:00 | Requirement | Space | 1D18 | DAL - TILE - #D-1452 CYPRESS - SIZE 4"X 4" | n/a | n/a | n/a | n/a | Clinic_076-078_Finish Schedule | n/a
WallColor-West | bill.east@us.army.mil | 2012-10-26T09:46:00 | Requirement | Space | 1D18 | DAL - TILE - #D-1452 CYPRESS - SIZE 4"X 4" | n/a | n/a | n/a | n/a | Clinic_076-078_Finish Schedule | n/a
WallMaterial-East | bill.east@us.army.mil | 2012-10-26T09:46:00 | Requirement | Space | 1D18 | MAT GLAZED TILE | n/a | n/a | n/a | n/a | Clinic_076-078_Finish Schedule | n/a
WallMaterial-North | bill.east@us.army.mil | 2012-10-26T09:46:00 | Requirement | Space | 1D18 | MAT GLAZED TILE | n/a | n/a | n/a | n/a | Clinic_076-078_Finish Schedule | n/a
WallMaterial-South | bill.east@us.army.mil | 2012-10-26T09:46:00 | Requirement | Space | 1D18 | MAT GLAZED TILE | n/a | n/a | n/a | n/a | Clinic_076-078_Finish Schedule | n/a
WallMaterial-West | bill.east@us.army.mil | 2012-10-26T09:46:00 | Requirement | Space | 1D18 | MAT GLAZED TILE | n/a | n/a | n/a | n/a | Clinic_076-078_Finish Schedule | n/a
BaseColor | bill.east@us.army.mil | 2012-10-26T09:46:00 | Requirement | Space | 1D19 | ROPPE - 40 FAWN - 4" HIGH RUBBER COVE BASE | n/a | n/a | n/a | n/a | Clinic_076-078_Finish Schedule | n/a
BaseMaterial | bill.east@us.army.mil | 2012-10-26T09:46:00 | Requirement | Space | 1D19 | RUBBER BASE | n/a | n/a | n/a | n/a | Clinic_076-078_Finish Schedule | n/a
CeilingColor | bill.east@us.army.mil | 2012-10-26T09:46:00 | Requirement | Space | 1D19 | ARMSTRONG CEILING TILE - CIRRUS TEGULAR; COLOR: WHITE; SERIES #534 GRID-15/16" EXPOSED TEE GRID SYSTEM-WHITE; SIZE: 2'x2'x3/4" | n/a | n/a | n/a | n/a | Clinic_076-078_Finish Schedule | n/a
CeilingMaterial | bill.east@us.army.mil | 2012-10-26T09:46:00 | Requirement | Space | 1D19 | ACOUSTICAL CEILING TILE | n/a | n/a | n/a | n/a | Clinic_076-078_Finish Schedule | n/a
FloorColor | bill.east@us.army.mil | 2012-10-26T09:46:00 | Requirement | Space | 1D19 | INTERFACE - CARIBBEAN #3063 SEA TURTLE | n/a | n/a | n/a | n/a | Clinic_076-078_Finish Schedule | n/a
FloorMaterial | bill.east@us.army.mil | 2012-10-26T09:46:00 | Requirement | Space | 1D19 | CARPET | n/a | n/a | n/a | n/a | Clinic_076-078_Finish Schedule | n/a
WallColor-East | bill.east@us.army.mil | 2012-10-26T09:46:00 | Requirement | Space | 1D19 | DEVOE # 2W18-2 PRARIE BUFF | n/a | n/a | n/a | n/a | Clinic_076-078_Finish Schedule | n/a
WallColor-North | bill.east@us.army.mil | 2012-10-26T09:46:00 | Requirement | Space | 1D19 | DEVOE # 2W18-2 PRARIE BUFF | n/a | n/a | n/a | n/a | Clinic_076-078_Finish Schedule | n/a
WallColor-South | bill.east@us.army.mil | 2012-10-26T09:46:00 | Requirement | Space | 1D19 | DEVOE # 2W18-2 PRARIE BUFF | n/a | n/a | n/a | n/a | Clinic_076-078_Finish Schedule | n/a
WallColor-West | bill.east@us.army.mil | 2012-10-26T09:46:00 | Requirement | Space | 1D19 | DEVOE # 2W18-2 PRARIE BUFF | n/a | n/a | n/a | n/a | Clinic_076-078_Finish Schedule | n/a
WallMaterial-East | bill.east@us.army.mil | 2012-10-26T09:46:00 | Requirement | Space | 1D19 | GYPSUM WALLBOARD WITH PAINT | n/a | n/a | n/a | n/a | Clinic_076-078_Finish Schedule | n/a
WallMaterial-North | bill.east@us.army.mil | 2012-10-26T09:46:00 | Requirement | Space | 1D19 | GYPSUM WALLBOARD WITH PAINT | n/a | n/a | n/a | n/a | Clinic_076-078_Finish Schedule | n/a
WallMaterial-South | bill.east@us.army.mil | 2012-10-26T09:46:00 | Requirement | Space | 1D19 | GYPSUM WALLBOARD WITH PAINT | n/a | n/a | n/a | n/a | Clinic_076-078_Finish Schedule | n/a
WallMaterial-West | bill.east@us.army.mil | 2012-10-26T09:46:00 | Requirement | Space | 1D19 | GYPSUM WALLBOARD WITH PAINT | n/a | n/a | n/a | n/a | Clinic_076-078_Finish Schedule | n/a
BaseColor | bill.east@us.army.mil | 2012-10-26T09:46:00 | Requirement | Space | 1D20 | ROPPE - 40 FAWN - 4" HIGH RUBBER COVE BASE | n/a | n/a | n/a | n/a | Clinic_076-078_Finish Schedule | n/a
BaseMaterial | bill.east@us.army.mil | 2012-10-26T09:46:00 | Requirement | Space | 1D20 | RUBBER BASE | n/a | n/a | n/a | n/a | Clinic_076-078_Finish Schedule | n/a
CeilingColor | bill.east@us.army.mil | 2012-10-26T09:46:00 | Requirement | Space | 1D20 | ARMSTRONG CEILING TILE - CIRRUS TEGULAR; COLOR: WHITE; SERIES #534 GRID-15/16" EXPOSED TEE GRID SYSTEM-WHITE; SIZE: 2'x2'x3/4" | n/a | n/a | n/a | n/a | Clinic_076-078_Finish Schedule | n/a
CeilingMaterial | bill.east@us.army.mil | 2012-10-26T09:46:00 | Requirement | Space | 1D20 | ACOUSTICAL CEILING TILE | n/a | n/a | n/a | n/a | Clinic_076-078_Finish Schedule | n/a
FloorColor | bill.east@us.army.mil | 2012-10-26T09:46:00 | Requirement | Space | 1D20 | INTERFACE - CARIBBEAN #3063 SEA TURTLE | n/a | n/a | n/a | n/a | Clinic_076-078_Finish Schedule | n/a
FloorMaterial | bill.east@us.army.mil | 2012-10-26T09:46:00 | Requirement | Space | 1D20 | CARPET | n/a | n/a | n/a | n/a | Clinic_076-078_Finish Schedule | n/a
WallColor-East | bill.east@us.army.mil | 2012-10-26T09:46:00 | Requirement | Space | 1D20 | DEVOE # 2W18-2 PRARIE BUFF | n/a | n/a | n/a | n/a | Clinic_076-078_Finish Schedule | n/a
WallColor-North | bill.east@us.army.mil | 2012-10-26T09:46:00 | Requirement | Space | 1D20 | DEVOE # 2W18-2 PRARIE BUFF | n/a | n/a | n/a | n/a | Clinic_076-078_Finish Schedule | n/a
WallColor-South | bill.east@us.army.mil | 2012-10-26T09:46:00 | Requirement | Space | 1D20 | DEVOE # 2W18-2 PRARIE BUFF | n/a | n/a | n/a | n/a | Clinic_076-078_Finish Schedule | n/a
WallColor-West | bill.east@us.army.mil | 2012-10-26T09:46:00 | Requirement | Space | 1D20 | DEVOE # 2W18-2 PRARIE BUFF | n/a | n/a | n/a | n/a | Clinic_076-078_Finish Schedule | n/a
WallMaterial-East | bill.east@us.army.mil | 2012-10-26T09:46:00 | Requirement | Space | 1D20 | GYPSUM WALLBOARD WITH PAINT | n/a | n/a | n/a | n/a | Clinic_076-078_Finish Schedule | n/a
WallMaterial-North | bill.east@us.army.mil | 2012-10-26T09:46:00 | Requirement | Space | 1D20 | GYPSUM WALLBOARD WITH PAINT | n/a | n/a | n/a | n/a | Clinic_076-078_Finish Schedule | n/a
WallMaterial-South | bill.east@us.army.mil | 2012-10-26T09:46:00 | Requirement | Space | 1D20 | GYPSUM WALLBOARD WITH PAINT | n/a | n/a | n/a | n/a | Clinic_076-078_Finish Schedule | n/a
WallMaterial-West | bill.east@us.army.mil | 2012-10-26T09:46:00 | Requirement | Space | 1D20 | GYPSUM WALLBOARD WITH PAINT | n/a | n/a | n/a | n/a | Clinic_076-078_Finish Schedule | n/a
BaseColor | bill.east@us.army.mil | 2012-10-26T09:46:00 | Requirement | Space | 1D21 | ROPPE - 40 FAWN - 4" HIGH RUBBER COVE BASE | n/a | n/a | n/a | n/a | Clinic_076-078_Finish Schedule | n/a
BaseMaterial | bill.east@us.army.mil | 2012-10-26T09:46:00 | Requirement | Space | 1D21 | RUBBER BASE | n/a | n/a | n/a | n/a | Clinic_076-078_Finish Schedule | n/a
CeilingColor | bill.east@us.army.mil | 2012-10-26T09:46:00 | Requirement | Space | 1D21 | ARMSTRONG CEILING TILE - CIRRUS TEGULAR; COLOR: WHITE; SERIES #534 GRID-15/16" EXPOSED TEE GRID SYSTEM-WHITE; SIZE: 2'x2'x3/4" | n/a | n/a | n/a | n/a | Clinic_076-078_Finish Schedule | n/a
CeilingMaterial | bill.east@us.army.mil | 2012-10-26T09:46:00 | Requirement | Space | 1D21 | ACOUSTICAL CEILING TILE | n/a | n/a | n/a | n/a | Clinic_076-078_Finish Schedule | n/a
FloorColor | bill.east@us.army.mil | 2012-10-26T09:46:00 | Requirement | Space | 1D21 | INTERFACE - CARIBBEAN #3063 SEA TURTLE | n/a | n/a | n/a | n/a | Clinic_076-078_Finish Schedule | n/a
FloorMaterial | bill.east@us.army.mil | 2012-10-26T09:46:00 | Requirement | Space | 1D21 | CARPET | n/a | n/a | n/a | n/a | Clinic_076-078_Finish Schedule | n/a
WallColor-East | bill.east@us.army.mil | 2012-10-26T09:46:00 | Requirement | Space | 1D21 | DEVOE # 2W18-2 PRARIE BUFF | n/a | n/a | n/a | n/a | Clinic_076-078_Finish Schedule | n/a
WallColor-North | bill.east@us.army.mil | 2012-10-26T09:46:00 | Requirement | Space | 1D21 | DEVOE # 2W18-2 PRARIE BUFF | n/a | n/a | n/a | n/a | Clinic_076-078_Finish Schedule | n/a
WallColor-South | bill.east@us.army.mil | 2012-10-26T09:46:00 | Requirement | Space | 1D21 | DEVOE # 2W18-2 PRARIE BUFF | n/a | n/a | n/a | n/a | Clinic_076-078_Finish Schedule | n/a
WallColor-West | bill.east@us.army.mil | 2012-10-26T09:46:00 | Requirement | Space | 1D21 | DEVOE # 2W18-2 PRARIE BUFF | n/a | n/a | n/a | n/a | Clinic_076-078_Finish Schedule | n/a
WallMaterial-East | bill.east@us.army.mil | 2012-10-26T09:46:00 | Requirement | Space | 1D21 | GYPSUM WALLBOARD WITH PAINT | n/a | n/a | n/a | n/a | Clinic_076-078_Finish Schedule | n/a
WallMaterial-North | bill.east@us.army.mil | 2012-10-26T09:46:00 | Requirement | Space | 1D21 | GYPSUM WALLBOARD WITH PAINT | n/a | n/a | n/a | n/a | Clinic_076-078_Finish Schedule | n/a
WallMaterial-South | bill.east@us.army.mil | 2012-10-26T09:46:00 | Requirement | Space | 1D21 | GYPSUM WALLBOARD WITH PAINT | n/a | n/a | n/a | n/a | Clinic_076-078_Finish Schedule | n/a
WallMaterial-West | bill.east@us.army.mil | 2012-10-26T09:46:00 | Requirement | Space | 1D21 | GYPSUM WALLBOARD WITH PAINT | n/a | n/a | n/a | n/a | Clinic_076-078_Finish Schedule | n/a
BaseColor | bill.east@us.army.mil | 2012-10-26T09:46:00 | Requirement | Space | 1D22 | ROPPE - 40 FAWN - 4" HIGH RUBBER COVE BASE | n/a | n/a | n/a | n/a | Clinic_076-078_Finish Schedule | n/a
BaseMaterial | bill.east@us.army.mil | 2012-10-26T09:46:00 | Requirement | Space | 1D22 | RUBBER BASE | n/a | n/a | n/a | n/a | Clinic_076-078_Finish Schedule | n/a
CeilingColor | bill.east@us.army.mil | 2012-10-26T09:46:00 | Requirement | Space | 1D22 | ARMSTRONG CEILING TILE - CIRRUS TEGULAR; COLOR: WHITE; SERIES #534 GRID-15/16" EXPOSED TEE GRID SYSTEM-WHITE; SIZE: 2'x2'x3/4" | n/a | n/a | n/a | n/a | Clinic_076-078_Finish Schedule | n/a
CeilingMaterial | bill.east@us.army.mil | 2012-10-26T09:46:00 | Requirement | Space | 1D22 | ACOUSTICAL CEILING TILE | n/a | n/a | n/a | n/a | Clinic_076-078_Finish Schedule | n/a
FloorColor | bill.east@us.army.mil | 2012-10-26T09:46:00 | Requirement | Space | 1D22 | INTERFACE - CARIBBEAN #3063 SEA TURTLE | n/a | n/a | n/a | n/a | Clinic_076-078_Finish Schedule | n/a
FloorMaterial | bill.east@us.army.mil | 2012-10-26T09:46:00 | Requirement | Space | 1D22 | CARPET | n/a | n/a | n/a | n/a | Clinic_076-078_Finish Schedule | n/a
WallColor-East | bill.east@us.army.mil | 2012-10-26T09:46:00 | Requirement | Space | 1D22 | DEVOE # 2W18-2 PRARIE BUFF | n/a | n/a | n/a | n/a | Clinic_076-078_Finish Schedule | n/a
WallColor-North | bill.east@us.army.mil | 2012-10-26T09:46:00 | Requirement | Space | 1D22 | DEVOE # 2W18-2 PRARIE BUFF | n/a | n/a | n/a | n/a | Clinic_076-078_Finish Schedule | n/a
WallColor-South | bill.east@us.army.mil | 2012-10-26T09:46:00 | Requirement | Space | 1D22 | DEVOE # 2W18-2 PRARIE BUFF | n/a | n/a | n/a | n/a | Clinic_076-078_Finish Schedule | n/a
WallColor-West | bill.east@us.army.mil | 2012-10-26T09:46:00 | Requirement | Space | 1D22 | DEVOE # 2W18-2 PRARIE BUFF | n/a | n/a | n/a | n/a | Clinic_076-078_Finish Schedule | n/a
WallMaterial-East | bill.east@us.army.mil | 2012-10-26T09:46:00 | Requirement | Space | 1D22 | GYPSUM WALLBOARD WITH PAINT | n/a | n/a | n/a | n/a | Clinic_076-078_Finish Schedule | n/a
WallMaterial-North | bill.east@us.army.mil | 2012-10-26T09:46:00 | Requirement | Space | 1D22 | GYPSUM WALLBOARD WITH PAINT | n/a | n/a | n/a | n/a | Clinic_076-078_Finish Schedule | n/a
WallMaterial-South | bill.east@us.army.mil | 2012-10-26T09:46:00 | Requirement | Space | 1D22 | GYPSUM WALLBOARD WITH PAINT | n/a | n/a | n/a | n/a | Clinic_076-078_Finish Schedule | n/a
WallMaterial-West | bill.east@us.army.mil | 2012-10-26T09:46:00 | Requirement | Space | 1D22 | GYPSUM WALLBOARD WITH PAINT | n/a | n/a | n/a | n/a | Clinic_076-078_Finish Schedule | n/a
BaseColor | bill.east@us.army.mil | 2012-10-26T09:46:00 | Requirement | Space | 1D23 | ROPPE - 40 FAWN - 4" HIGH RUBBER COVE BASE | n/a | n/a | n/a | n/a | Clinic_076-078_Finish Schedule | n/a
BaseMaterial | bill.east@us.army.mil | 2012-10-26T09:46:00 | Requirement | Space | 1D23 | RUBBER BASE | n/a | n/a | n/a | n/a | Clinic_076-078_Finish Schedule | n/a
CeilingColor | bill.east@us.army.mil | 2012-10-26T09:46:00 | Requirement | Space | 1D23 | ARMSTRONG CEILING TILE - CIRRUS TEGULAR; COLOR: WHITE; SERIES #534 GRID-15/16" EXPOSED TEE GRID SYSTEM-WHITE; SIZE: 2'x2'x3/4" | n/a | n/a | n/a | n/a | Clinic_076-078_Finish Schedule | n/a
CeilingMaterial | bill.east@us.army.mil | 2012-10-26T09:46:00 | Requirement | Space | 1D23 | ACOUSTICAL CEILING TILE | n/a | n/a | n/a | n/a | Clinic_076-078_Finish Schedule | n/a
FloorColor | bill.east@us.army.mil | 2012-10-26T09:46:00 | Requirement | Space | 1D23 | INTERFACE - CARIBBEAN #3063 SEA TURTLE | n/a | n/a | n/a | n/a | Clinic_076-078_Finish Schedule | n/a
FloorMaterial | bill.east@us.army.mil | 2012-10-26T09:46:00 | Requirement | Space | 1D23 | CARPET | n/a | n/a | n/a | n/a | Clinic_076-078_Finish Schedule | n/a
WallColor-East | bill.east@us.army.mil | 2012-10-26T09:46:00 | Requirement | Space | 1D23 | DEVOE # 2W18-2 PRARIE BUFF | n/a | n/a | n/a | n/a | Clinic_076-078_Finish Schedule | n/a
WallColor-North | bill.east@us.army.mil | 2012-10-26T09:46:00 | Requirement | Space | 1D23 | DEVOE # 2W18-2 PRARIE BUFF | n/a | n/a | n/a | n/a | Clinic_076-078_Finish Schedule | n/a
WallColor-South | bill.east@us.army.mil | 2012-10-26T09:46:00 | Requirement | Space | 1D23 | DEVOE # 2W18-2 PRARIE BUFF | n/a | n/a | n/a | n/a | Clinic_076-078_Finish Schedule | n/a
WallColor-West | bill.east@us.army.mil | 2012-10-26T09:46:00 | Requirement | Space | 1D23 | DEVOE # 2W18-2 PRARIE BUFF | n/a | n/a | n/a | n/a | Clinic_076-078_Finish Schedule | n/a
WallMaterial-East | bill.east@us.army.mil | 2012-10-26T09:46:00 | Requirement | Space | 1D23 | GYPSUM WALLBOARD WITH PAINT | n/a | n/a | n/a | n/a | Clinic_076-078_Finish Schedule | n/a
WallMaterial-North | bill.east@us.army.mil | 2012-10-26T09:46:00 | Requirement | Space | 1D23 | GYPSUM WALLBOARD WITH PAINT | n/a | n/a | n/a | n/a | Clinic_076-078_Finish Schedule | n/a
WallMaterial-South | bill.east@us.army.mil | 2012-10-26T09:46:00 | Requirement | Space | 1D23 | GYPSUM WALLBOARD WITH PAINT | n/a | n/a | n/a | n/a | Clinic_076-078_Finish Schedule | n/a
WallMaterial-West | bill.east@us.army.mil | 2012-10-26T09:46:00 | Requirement | Space | 1D23 | GYPSUM WALLBOARD WITH PAINT | n/a | n/a | n/a | n/a | Clinic_076-078_Finish Schedule | n/a
BaseColor | bill.east@us.army.mil | 2012-10-26T09:46:00 | Requirement | Space | 1D24 | ROPPE - 40 FAWN - 4" HIGH RUBBER COVE BASE | n/a | n/a | n/a | n/a | Clinic_076-078_Finish Schedule | n/a
BaseMaterial | bill.east@us.army.mil | 2012-10-26T09:46:00 | Requirement | Space | 1D24 | RUBBER BASE | n/a | n/a | n/a | n/a | Clinic_076-078_Finish Schedule | n/a
CeilingColor | bill.east@us.army.mil | 2012-10-26T09:46:00 | Requirement | Space | 1D24 | ARMSTRONG CEILING TILE - CIRRUS TEGULAR; COLOR: WHITE; SERIES #534 GRID-15/16" EXPOSED TEE GRID SYSTEM-WHITE; SIZE: 2'x2'x3/4" | n/a | n/a | n/a | n/a | Clinic_076-078_Finish Schedule | n/a
CeilingMaterial | bill.east@us.army.mil | 2012-10-26T09:46:00 | Requirement | Space | 1D24 | ACOUSTICAL CEILING TILE | n/a | n/a | n/a | n/a | Clinic_076-078_Finish Schedule | n/a
FloorColor | bill.east@us.army.mil | 2012-10-26T09:46:00 | Requirement | Space | 1D24 | INTERFACE - CARIBBEAN #3063 SEA TURTLE | n/a | n/a | n/a | n/a | Clinic_076-078_Finish Schedule | n/a
FloorMaterial | bill.east@us.army.mil | 2012-10-26T09:46:00 | Requirement | Space | 1D24 | CARPET | n/a | n/a | n/a | n/a | Clinic_076-078_Finish Schedule | n/a
WallColor-East | bill.east@us.army.mil | 2012-10-26T09:46:00 | Requirement | Space | 1D24 | DEVOE # 2W18-2 PRARIE BUFF | n/a | n/a | n/a | n/a | Clinic_076-078_Finish Schedule | n/a
WallColor-North | bill.east@us.army.mil | 2012-10-26T09:46:00 | Requirement | Space | 1D24 | DEVOE # 2W18-2 PRARIE BUFF | n/a | n/a | n/a | n/a | Clinic_076-078_Finish Schedule | n/a
WallColor-South | bill.east@us.army.mil | 2012-10-26T09:46:00 | Requirement | Space | 1D24 | DEVOE # 2W18-2 PRARIE BUFF | n/a | n/a | n/a | n/a | Clinic_076-078_Finish Schedule | n/a
WallColor-West | bill.east@us.army.mil | 2012-10-26T09:46:00 | Requirement | Space | 1D24 | DEVOE # 2W18-2 PRARIE BUFF | n/a | n/a | n/a | n/a | Clinic_076-078_Finish Schedule | n/a
WallMaterial-East | bill.east@us.army.mil | 2012-10-26T09:46:00 | Requirement | Space | 1D24 | GYPSUM WALLBOARD WITH PAINT | n/a | n/a | n/a | n/a | Clinic_076-078_Finish Schedule | n/a
WallMaterial-North | bill.east@us.army.mil | 2012-10-26T09:46:00 | Requirement | Space | 1D24 | GYPSUM WALLBOARD WITH PAINT | n/a | n/a | n/a | n/a | Clinic_076-078_Finish Schedule | n/a
WallMaterial-South | bill.east@us.army.mil | 2012-10-26T09:46:00 | Requirement | Space | 1D24 | GYPSUM WALLBOARD WITH PAINT | n/a | n/a | n/a | n/a | Clinic_076-078_Finish Schedule | n/a
WallMaterial-West | bill.east@us.army.mil | 2012-10-26T09:46:00 | Requirement | Space | 1D24 | GYPSUM WALLBOARD WITH PAINT | n/a | n/a | n/a | n/a | Clinic_076-078_Finish Schedule | n/a
BaseColor | bill.east@us.army.mil | 2012-10-26T09:46:00 | Requirement | Space | 1D25 | ROPPE - 40 FAWN - 4" HIGH RUBBER COVE BASE | n/a | n/a | n/a | n/a | Clinic_076-078_Finish Schedule | n/a
BaseMaterial | bill.east@us.army.mil | 2012-10-26T09:46:00 | Requirement | Space | 1D25 | RUBBER BASE | n/a | n/a | n/a | n/a | Clinic_076-078_Finish Schedule | n/a
CeilingColor | bill.east@us.army.mil | 2012-10-26T09:46:00 | Requirement | Space | 1D25 | ARMSTRONG CEILING TILE - CIRRUS TEGULAR; COLOR: WHITE; SERIES #534 GRID-15/16" EXPOSED TEE GRID SYSTEM-WHITE; SIZE: 2'x2'x3/4" | n/a | n/a | n/a | n/a | Clinic_076-078_Finish Schedule | n/a
CeilingMaterial | bill.east@us.army.mil | 2012-10-26T09:46:00 | Requirement | Space | 1D25 | ACOUSTICAL CEILING TILE | n/a | n/a | n/a | n/a | Clinic_076-078_Finish Schedule | n/a
FloorColor | bill.east@us.army.mil | 2012-10-26T09:46:00 | Requirement | Space | 1D25 | INTERFACE - CARIBBEAN #3063 SEA TURTLE | n/a | n/a | n/a | n/a | Clinic_076-078_Finish Schedule | n/a
FloorMaterial | bill.east@us.army.mil | 2012-10-26T09:46:00 | Requirement | Space | 1D25 | CARPET | n/a | n/a | n/a | n/a | Clinic_076-078_Finish Schedule | n/a
WallColor-East | bill.east@us.army.mil | 2012-10-26T09:46:00 | Requirement | Space | 1D25 | DEVOE # 2W18-2 PRARIE BUFF | n/a | n/a | n/a | n/a | Clinic_076-078_Finish Schedule | n/a
WallColor-North | bill.east@us.army.mil | 2012-10-26T09:46:00 | Requirement | Space | 1D25 | DEVOE # 2W18-2 PRARIE BUFF | n/a | n/a | n/a | n/a | Clinic_076-078_Finish Schedule | n/a
WallColor-South | bill.east@us.army.mil | 2012-10-26T09:46:00 | Requirement | Space | 1D25 | DEVOE # 2W18-2 PRARIE BUFF | n/a | n/a | n/a | n/a | Clinic_076-078_Finish Schedule | n/a
WallColor-West | bill.east@us.army.mil | 2012-10-26T09:46:00 | Requirement | Space | 1D25 | DEVOE # 2W18-2 PRARIE BUFF | n/a | n/a | n/a | n/a | Clinic_076-078_Finish Schedule | n/a
WallMaterial-East | bill.east@us.army.mil | 2012-10-26T09:46:00 | Requirement | Space | 1D25 | GYPSUM WALLBOARD WITH PAINT | n/a | n/a | n/a | n/a | Clinic_076-078_Finish Schedule | n/a
WallMaterial-North | bill.east@us.army.mil | 2012-10-26T09:46:00 | Requirement | Space | 1D25 | GYPSUM WALLBOARD WITH PAINT | n/a | n/a | n/a | n/a | Clinic_076-078_Finish Schedule | n/a
WallMaterial-South | bill.east@us.army.mil | 2012-10-26T09:46:00 | Requirement | Space | 1D25 | GYPSUM WALLBOARD WITH PAINT | n/a | n/a | n/a | n/a | Clinic_076-078_Finish Schedule | n/a
WallMaterial-West | bill.east@us.army.mil | 2012-10-26T09:46:00 | Requirement | Space | 1D25 | GYPSUM WALLBOARD WITH PAINT | n/a | n/a | n/a | n/a | Clinic_076-078_Finish Schedule | n/a
BaseColor | bill.east@us.army.mil | 2012-10-26T09:46:00 | Requirement | Space | 1D26 | DAL - TILE - #D-1452 CYPRESS - SIZE 4"X 4" | n/a | n/a | n/a | n/a | Clinic_076-078_Finish Schedule | n/a
BaseMaterial | bill.east@us.army.mil | 2012-10-26T09:46:00 | Requirement | Space | 1D26 | MAT GLAZED TILE | n/a | n/a | n/a | n/a | Clinic_076-078_Finish Schedule | n/a
CeilingColor | bill.east@us.army.mil | 2012-10-26T09:46:00 | Requirement | Space | 1D26 | ARMSTRONG CEILING TILE - FINE FISSURED DURATEX; COLOR: WHITE; SERIES #1870; GRID 15/16" EXPOSED TEE GRID SYSTEM-WHITE; SIZE: 2'x2' | n/a | n/a | n/a | n/a | Clinic_076-078_Finish Schedule | n/a
CeilingMaterial | bill.east@us.army.mil | 2012-10-26T09:46:00 | Requirement | Space | 1D26 | ACOUSTICAL CEILING TILE | n/a | n/a | n/a | n/a | Clinic_076-078_Finish Schedule | n/a
FloorColor | bill.east@us.army.mil | 2012-10-26T09:46:00 | Requirement | Space | 1D26 | INTERFACE - CARIBBEAN #3063 SEA TURTLE | n/a | n/a | n/a | n/a | Clinic_076-078_Finish Schedule | n/a
FloorMaterial | bill.east@us.army.mil | 2012-10-26T09:46:00 | Requirement | Space | 1D26 | CERAMIC TILE | n/a | n/a | n/a | n/a | Clinic_076-078_Finish Schedule | n/a
WallColor-East | bill.east@us.army.mil | 2012-10-26T09:46:00 | Requirement | Space | 1D26 | DAL - TILE - #D-1452 CYPRESS - SIZE 4"X 4" | n/a | n/a | n/a | n/a | Clinic_076-078_Finish Schedule | n/a
WallColor-North | bill.east@us.army.mil | 2012-10-26T09:46:00 | Requirement | Space | 1D26 | DAL - TILE - #D-1452 CYPRESS - SIZE 4"X 4" | n/a | n/a | n/a | n/a | Clinic_076-078_Finish Schedule | n/a
WallColor-South | bill.east@us.army.mil | 2012-10-26T09:46:00 | Requirement | Space | 1D26 | DAL - TILE - #D-1452 CYPRESS - SIZE 4"X 4" | n/a | n/a | n/a | n/a | Clinic_076-078_Finish Schedule | n/a
WallColor-West | bill.east@us.army.mil | 2012-10-26T09:46:00 | Requirement | Space | 1D26 | DAL - TILE - #D-1452 CYPRESS - SIZE 4"X 4" | n/a | n/a | n/a | n/a | Clinic_076-078_Finish Schedule | n/a
WallMaterial-East | bill.east@us.army.mil | 2012-10-26T09:46:00 | Requirement | Space | 1D26 | MAT GLAZED TILE | n/a | n/a | n/a | n/a | Clinic_076-078_Finish Schedule | n/a
WallMaterial-North | bill.east@us.army.mil | 2012-10-26T09:46:00 | Requirement | Space | 1D26 | MAT GLAZED TILE | n/a | n/a | n/a | n/a | Clinic_076-078_Finish Schedule | n/a
WallMaterial-South | bill.east@us.army.mil | 2012-10-26T09:46:00 | Requirement | Space | 1D26 | MAT GLAZED TILE | n/a | n/a | n/a | n/a | Clinic_076-078_Finish Schedule | n/a
WallMaterial-West | bill.east@us.army.mil | 2012-10-26T09:46:00 | Requirement | Space | 1D26 | MAT GLAZED TILE | n/a | n/a | n/a | n/a | Clinic_076-078_Finish Schedule | n/a
BaseColor | bill.east@us.army.mil | 2012-10-26T09:46:00 | Requirement | Space | 1D27 | ROPPE - 40 FAWN - 4" HIGH RUBBER COVE BASE | n/a | n/a | n/a | n/a | Clinic_076-078_Finish Schedule | n/a
BaseMaterial | bill.east@us.army.mil | 2012-10-26T09:46:00 | Requirement | Space | 1D27 | RUBBER BASE | n/a | n/a | n/a | n/a | Clinic_076-078_Finish Schedule | n/a
CeilingColor | bill.east@us.army.mil | 2012-10-26T09:46:00 | Requirement | Space | 1D27 | ARMSTRONG CEILING TILE - CIRRUS TEGULAR; COLOR: WHITE; SERIES #534 GRID-15/16" EXPOSED TEE GRID SYSTEM-WHITE; SIZE: 2'x2'x3/4" | n/a | n/a | n/a | n/a | Clinic_076-078_Finish Schedule | n/a
CeilingMaterial | bill.east@us.army.mil | 2012-10-26T09:46:00 | Requirement | Space | 1D27 | ACOUSTICAL CEILING TILE | n/a | n/a | n/a | n/a | Clinic_076-078_Finish Schedule | n/a
FloorColor | bill.east@us.army.mil | 2012-10-26T09:46:00 | Requirement | Space | 1D27 | INTERFACE - CARIBBEAN #3063 SEA TURTLE | n/a | n/a | n/a | n/a | Clinic_076-078_Finish Schedule | n/a
FloorMaterial | bill.east@us.army.mil | 2012-10-26T09:46:00 | Requirement | Space | 1D27 | CARPET | n/a | n/a | n/a | n/a | Clinic_076-078_Finish Schedule | n/a
WallColor-East | bill.east@us.army.mil | 2012-10-26T09:46:00 | Requirement | Space | 1D27 | DEVOE # 2W18-2 PRARIE BUFF | n/a | n/a | n/a | n/a | Clinic_076-078_Finish Schedule | n/a
WallColor-North | bill.east@us.army.mil | 2012-10-26T09:46:00 | Requirement | Space | 1D27 | DEVOE # 2W18-2 PRARIE BUFF | n/a | n/a | n/a | n/a | Clinic_076-078_Finish Schedule | n/a
WallColor-South | bill.east@us.army.mil | 2012-10-26T09:46:00 | Requirement | Space | 1D27 | DEVOE # 2W18-2 PRARIE BUFF | n/a | n/a | n/a | n/a | Clinic_076-078_Finish Schedule | n/a
WallColor-West | bill.east@us.army.mil | 2012-10-26T09:46:00 | Requirement | Space | 1D27 | DEVOE # 2W18-2 PRARIE BUFF | n/a | n/a | n/a | n/a | Clinic_076-078_Finish Schedule | n/a
WallMaterial-East | bill.east@us.army.mil | 2012-10-26T09:46:00 | Requirement | Space | 1D27 | GYPSUM WALLBOARD WITH PAINT | n/a | n/a | n/a | n/a | Clinic_076-078_Finish Schedule | n/a
WallMaterial-North | bill.east@us.army.mil | 2012-10-26T09:46:00 | Requirement | Space | 1D27 | GYPSUM WALLBOARD WITH PAINT | n/a | n/a | n/a | n/a | Clinic_076-078_Finish Schedule | n/a
WallMaterial-South | bill.east@us.army.mil | 2012-10-26T09:46:00 | Requirement | Space | 1D27 | GYPSUM WALLBOARD WITH PAINT | n/a | n/a | n/a | n/a | Clinic_076-078_Finish Schedule | n/a
WallMaterial-West | bill.east@us.army.mil | 2012-10-26T09:46:00 | Requirement | Space | 1D27 | GYPSUM WALLBOARD WITH PAINT | n/a | n/a | n/a | n/a | Clinic_076-078_Finish Schedule | n/a
BaseColor | bill.east@us.army.mil | 2012-10-26T09:46:00 | Requirement | Space | 1D28 | ROPPE - 40 FAWN - 4" HIGH RUBBER COVE BASE | n/a | n/a | n/a | n/a | Clinic_076-078_Finish Schedule | n/a
BaseMaterial | bill.east@us.army.mil | 2012-10-26T09:46:00 | Requirement | Space | 1D28 | RUBBER BASE | n/a | n/a | n/a | n/a | Clinic_076-078_Finish Schedule | n/a
CeilingColor | bill.east@us.army.mil | 2012-10-26T09:46:00 | Requirement | Space | 1D28 | ARMSTRONG CEILING TILE - CIRRUS TEGULAR; COLOR: WHITE; SERIES #534 GRID-15/16" EXPOSED TEE GRID SYSTEM-WHITE; SIZE: 2'x2'x3/4" | n/a | n/a | n/a | n/a | Clinic_076-078_Finish Schedule | n/a
CeilingMaterial | bill.east@us.army.mil | 2012-10-26T09:46:00 | Requirement | Space | 1D28 | ACOUSTICAL CEILING TILE | n/a | n/a | n/a | n/a | Clinic_076-078_Finish Schedule | n/a
FloorColor | bill.east@us.army.mil | 2012-10-26T09:46:00 | Requirement | Space | 1D28 | VAMERICAN OLEAN #A-55 DOE SIZE: 2"x2",2 | n/a | n/a | n/a | n/a | Clinic_076-078_Finish Schedule | n/a
FloorMaterial | bill.east@us.army.mil | 2012-10-26T09:46:00 | Requirement | Space | 1D28 | VINYL COMPOSITION TILE | n/a | n/a | n/a | n/a | Clinic_076-078_Finish Schedule | n/a
WallColor-East | bill.east@us.army.mil | 2012-10-26T09:46:00 | Requirement | Space | 1D28 | DEVOE # 2W18-2 PRARIE BUFF | n/a | n/a | n/a | n/a | Clinic_076-078_Finish Schedule | n/a
WallColor-North | bill.east@us.army.mil | 2012-10-26T09:46:00 | Requirement | Space | 1D28 | DEVOE # 2W18-2 PRARIE BUFF | n/a | n/a | n/a | n/a | Clinic_076-078_Finish Schedule | n/a
WallColor-South | bill.east@us.army.mil | 2012-10-26T09:46:00 | Requirement | Space | 1D28 | DEVOE # 2W18-2 PRARIE BUFF | n/a | n/a | n/a | n/a | Clinic_076-078_Finish Schedule | n/a
WallColor-West | bill.east@us.army.mil | 2012-10-26T09:46:00 | Requirement | Space | 1D28 | DEVOE # 2W18-2 PRARIE BUFF | n/a | n/a | n/a | n/a | Clinic_076-078_Finish Schedule | n/a
WallMaterial-East | bill.east@us.army.mil | 2012-10-26T09:46:00 | Requirement | Space | 1D28 | GYPSUM WALLBOARD WITH PAINT | n/a | n/a | n/a | n/a | Clinic_076-078_Finish Schedule | n/a
WallMaterial-North | bill.east@us.army.mil | 2012-10-26T09:46:00 | Requirement | Space | 1D28 | GYPSUM WALLBOARD WITH PAINT | n/a | n/a | n/a | n/a | Clinic_076-078_Finish Schedule | n/a
WallMaterial-South | bill.east@us.army.mil | 2012-10-26T09:46:00 | Requirement | Space | 1D28 | GYPSUM WALLBOARD WITH PAINT | n/a | n/a | n/a | n/a | Clinic_076-078_Finish Schedule | n/a
WallMaterial-West | bill.east@us.army.mil | 2012-10-26T09:46:00 | Requirement | Space | 1D28 | GYPSUM WALLBOARD WITH PAINT | n/a | n/a | n/a | n/a | Clinic_076-078_Finish Schedule | n/a
BaseColor | bill.east@us.army.mil | 2012-10-26T09:46:00 | Requirement | Space | 1D30 | ROPPE - 40 FAWN - 4" HIGH RUBBER COVE BASE | n/a | n/a | n/a | n/a | Clinic_076-078_Finish Schedule | n/a
BaseMaterial | bill.east@us.army.mil | 2012-10-26T09:46:00 | Requirement | Space | 1D30 | RUBBER BASE | n/a | n/a | n/a | n/a | Clinic_076-078_Finish Schedule | n/a
CeilingColor | bill.east@us.army.mil | 2012-10-26T09:46:00 | Requirement | Space | 1D30 | ARMSTRONG CEILING TILE - CIRRUS TEGULAR; COLOR: WHITE; SERIES #534 GRID-15/16" EXPOSED TEE GRID SYSTEM-WHITE; SIZE: 2'x2'x3/4" | n/a | n/a | n/a | n/a | Clinic_076-078_Finish Schedule | n/a
CeilingMaterial | bill.east@us.army.mil | 2012-10-26T09:46:00 | Requirement | Space | 1D30 | ACOUSTICAL CEILING TILE | n/a | n/a | n/a | n/a | Clinic_076-078_Finish Schedule | n/a
FloorColor | bill.east@us.army.mil | 2012-10-26T09:46:00 | Requirement | Space | 1D30 | VAMERICAN OLEAN #A-55 DOE SIZE: 2"x2" | n/a | n/a | n/a | n/a | Clinic_076-078_Finish Schedule | n/a
FloorMaterial | bill.east@us.army.mil | 2012-10-26T09:46:00 | Requirement | Space | 1D30 | VINYL COMPOSITION TILE | n/a | n/a | n/a | n/a | Clinic_076-078_Finish Schedule | n/a
WallColor-East | bill.east@us.army.mil | 2012-10-26T09:46:00 | Requirement | Space | 1D30 | DEVOE # 2W18-2 PRARIE BUFF | n/a | n/a | n/a | n/a | Clinic_076-078_Finish Schedule | n/a
WallColor-North | bill.east@us.army.mil | 2012-10-26T09:46:00 | Requirement | Space | 1D30 | DEVOE # 2W18-2 PRARIE BUFF | n/a | n/a | n/a | n/a | Clinic_076-078_Finish Schedule | n/a
WallColor-South | bill.east@us.army.mil | 2012-10-26T09:46:00 | Requirement | Space | 1D30 | DEVOE # 2W18-2 PRARIE BUFF | n/a | n/a | n/a | n/a | Clinic_076-078_Finish Schedule | n/a
WallColor-West | bill.east@us.army.mil | 2012-10-26T09:46:00 | Requirement | Space | 1D30 | DEVOE # 2W18-2 PRARIE BUFF | n/a | n/a | n/a | n/a | Clinic_076-078_Finish Schedule | n/a
WallMaterial-East | bill.east@us.army.mil | 2012-10-26T09:46:00 | Requirement | Space | 1D30 | GYPSUM WALLBOARD WITH PAINT | n/a | n/a | n/a | n/a | Clinic_076-078_Finish Schedule | n/a
WallMaterial-North | bill.east@us.army.mil | 2012-10-26T09:46:00 | Requirement | Space | 1D30 | GYPSUM WALLBOARD WITH PAINT | n/a | n/a | n/a | n/a | Clinic_076-078_Finish Schedule | n/a
WallMaterial-South | bill.east@us.army.mil | 2012-10-26T09:46:00 | Requirement | Space | 1D30 | GYPSUM WALLBOARD WITH PAINT | n/a | n/a | n/a | n/a | Clinic_076-078_Finish Schedule | n/a
WallMaterial-West | bill.east@us.army.mil | 2012-10-26T09:46:00 | Requirement | Space | 1D30 | GYPSUM WALLBOARD WITH PAINT | n/a | n/a | n/a | n/a | Clinic_076-078_Finish Schedule | n/a
BaseColor | bill.east@us.army.mil | 2012-10-26T09:46:00 | Requirement | Space | 1D31 | ROPPE - 40 FAWN - 4" HIGH RUBBER COVE BASE | n/a | n/a | n/a | n/a | Clinic_076-078_Finish Schedule | n/a
BaseMaterial | bill.east@us.army.mil | 2012-10-26T09:46:00 | Requirement | Space | 1D31 | RUBBER BASE | n/a | n/a | n/a | n/a | Clinic_076-078_Finish Schedule | n/a
CeilingColor | bill.east@us.army.mil | 2012-10-26T09:46:00 | Requirement | Space | 1D31 | ARMSTRONG CEILING TILE - CIRRUS TEGULAR; COLOR: WHITE; SERIES #534 GRID-15/16" EXPOSED TEE GRID SYSTEM-WHITE; SIZE: 2'x2'x3/4" | n/a | n/a | n/a | n/a | Clinic_076-078_Finish Schedule | n/a
CeilingMaterial | bill.east@us.army.mil | 2012-10-26T09:46:00 | Requirement | Space | 1D31 | ACOUSTICAL CEILING TILE | n/a | n/a | n/a | n/a | Clinic_076-078_Finish Schedule | n/a
FloorColor | bill.east@us.army.mil | 2012-10-26T09:46:00 | Requirement | Space | 1D31 | VAMERICAN OLEAN #A-55 DOE SIZE: 2"x2",2 | n/a | n/a | n/a | n/a | Clinic_076-078_Finish Schedule | n/a
FloorMaterial | bill.east@us.army.mil | 2012-10-26T09:46:00 | Requirement | Space | 1D31 | VINYL COMPOSITION TILE | n/a | n/a | n/a | n/a | Clinic_076-078_Finish Schedule | n/a
WallColor-East | bill.east@us.army.mil | 2012-10-26T09:46:00 | Requirement | Space | 1D31 | DEVOE # 2W18-2 PRARIE BUFF | n/a | n/a | n/a | n/a | Clinic_076-078_Finish Schedule | n/a
WallColor-North | bill.east@us.army.mil | 2012-10-26T09:46:00 | Requirement | Space | 1D31 | DEVOE # 2W18-2 PRARIE BUFF | n/a | n/a | n/a | n/a | Clinic_076-078_Finish Schedule | n/a
WallColor-South | bill.east@us.army.mil | 2012-10-26T09:46:00 | Requirement | Space | 1D31 | DEVOE # 2W18-2 PRARIE BUFF | n/a | n/a | n/a | n/a | Clinic_076-078_Finish Schedule | n/a
WallColor-West | bill.east@us.army.mil | 2012-10-26T09:46:00 | Requirement | Space | 1D31 | DEVOE # 2W18-2 PRARIE BUFF | n/a | n/a | n/a | n/a | Clinic_076-078_Finish Schedule | n/a
WallMaterial-East | bill.east@us.army.mil | 2012-10-26T09:46:00 | Requirement | Space | 1D31 | GYPSUM WALLBOARD WITH PAINT | n/a | n/a | n/a | n/a | Clinic_076-078_Finish Schedule | n/a
WallMaterial-North | bill.east@us.army.mil | 2012-10-26T09:46:00 | Requirement | Space | 1D31 | GYPSUM WALLBOARD WITH PAINT | n/a | n/a | n/a | n/a | Clinic_076-078_Finish Schedule | n/a
WallMaterial-South | bill.east@us.army.mil | 2012-10-26T09:46:00 | Requirement | Space | 1D31 | GYPSUM WALLBOARD WITH PAINT | n/a | n/a | n/a | n/a | Clinic_076-078_Finish Schedule | n/a
WallMaterial-West | bill.east@us.army.mil | 2012-10-26T09:46:00 | Requirement | Space | 1D31 | GYPSUM WALLBOARD WITH PAINT | n/a | n/a | n/a | n/a | Clinic_076-078_Finish Schedule | n/a
BaseColor | bill.east@us.army.mil | 2012-10-26T09:46:00 | Requirement | Space | 1D32 | ROPPE - 40 FAWN - 4" HIGH RUBBER COVE BASE | n/a | n/a | n/a | n/a | Clinic_076-078_Finish Schedule | n/a
BaseMaterial | bill.east@us.army.mil | 2012-10-26T09:46:00 | Requirement | Space | 1D32 | RUBBER BASE | n/a | n/a | n/a | n/a | Clinic_076-078_Finish Schedule | n/a
CeilingColor | bill.east@us.army.mil | 2012-10-26T09:46:00 | Requirement | Space | 1D32 | ARMSTRONG CEILING TILE - CIRRUS TEGULAR; COLOR: WHITE; SERIES #534 GRID-15/16" EXPOSED TEE GRID SYSTEM-WHITE; SIZE: 2'x2'x3/4" | n/a | n/a | n/a | n/a | Clinic_076-078_Finish Schedule | n/a
CeilingMaterial | bill.east@us.army.mil | 2012-10-26T09:46:00 | Requirement | Space | 1D32 | ACOUSTICAL CEILING TILE | n/a | n/a | n/a | n/a | Clinic_076-078_Finish Schedule | n/a
FloorColor | bill.east@us.army.mil | 2012-10-26T09:46:00 | Requirement | Space | 1D32 | VAMERICAN OLEAN #A-55 DOE SIZE: 2"x2",2 | n/a | n/a | n/a | n/a | Clinic_076-078_Finish Schedule | n/a
FloorMaterial | bill.east@us.army.mil | 2012-10-26T09:46:00 | Requirement | Space | 1D32 | VINYL COMPOSITION TILE | n/a | n/a | n/a | n/a | Clinic_076-078_Finish Schedule | n/a
WallColor-East | bill.east@us.army.mil | 2012-10-26T09:46:00 | Requirement | Space | 1D32 | DEVOE # 2W18-2 PRARIE BUFF | n/a | n/a | n/a | n/a | Clinic_076-078_Finish Schedule | n/a
WallColor-North | bill.east@us.army.mil | 2012-10-26T09:46:00 | Requirement | Space | 1D32 | DEVOE # 2W18-2 PRARIE BUFF | n/a | n/a | n/a | n/a | Clinic_076-078_Finish Schedule | n/a
WallColor-South | bill.east@us.army.mil | 2012-10-26T09:46:00 | Requirement | Space | 1D32 | DEVOE # 2W18-2 PRARIE BUFF | n/a | n/a | n/a | n/a | Clinic_076-078_Finish Schedule | n/a
WallColor-West | bill.east@us.army.mil | 2012-10-26T09:46:00 | Requirement | Space | 1D32 | DEVOE # 2W18-2 PRARIE BUFF | n/a | n/a | n/a | n/a | Clinic_076-078_Finish Schedule | n/a
WallMaterial-East | bill.east@us.army.mil | 2012-10-26T09:46:00 | Requirement | Space | 1D32 | GYPSUM WALLBOARD WITH PAINT | n/a | n/a | n/a | n/a | Clinic_076-078_Finish Schedule | n/a
WallMaterial-North | bill.east@us.army.mil | 2012-10-26T09:46:00 | Requirement | Space | 1D32 | GYPSUM WALLBOARD WITH PAINT | n/a | n/a | n/a | n/a | Clinic_076-078_Finish Schedule | n/a
WallMaterial-South | bill.east@us.army.mil | 2012-10-26T09:46:00 | Requirement | Space | 1D32 | GYPSUM WALLBOARD WITH PAINT | n/a | n/a | n/a | n/a | Clinic_076-078_Finish Schedule | n/a
WallMaterial-West | bill.east@us.army.mil | 2012-10-26T09:46:00 | Requirement | Space | 1D32 | GYPSUM WALLBOARD WITH PAINT | n/a | n/a | n/a | n/a | Clinic_076-078_Finish Schedule | n/a
BaseColor | bill.east@us.army.mil | 2012-10-26T09:46:00 | Requirement | Space | 1D33 | ROPPE - 40 FAWN - 4" HIGH RUBBER COVE BASE | n/a | n/a | n/a | n/a | Clinic_076-078_Finish Schedule | n/a
BaseMaterial | bill.east@us.army.mil | 2012-10-26T09:46:00 | Requirement | Space | 1D33 | RUBBER BASE | n/a | n/a | n/a | n/a | Clinic_076-078_Finish Schedule | n/a
CeilingColor | bill.east@us.army.mil | 2012-10-26T09:46:00 | Requirement | Space | 1D33 | ARMSTRONG CEILING TILE - CIRRUS TEGULAR; COLOR: WHITE; SERIES #534 GRID-15/16" EXPOSED TEE GRID SYSTEM-WHITE; SIZE: 2'x2'x3/4" | n/a | n/a | n/a | n/a | Clinic_076-078_Finish Schedule | n/a
CeilingMaterial | bill.east@us.army.mil | 2012-10-26T09:46:00 | Requirement | Space | 1D33 | ACOUSTICAL CEILING TILE | n/a | n/a | n/a | n/a | Clinic_076-078_Finish Schedule | n/a
FloorColor | bill.east@us.army.mil | 2012-10-26T09:46:00 | Requirement | Space | 1D33 | INTERFACE - CARIBBEAN #3063 SEA TURTLE | n/a | n/a | n/a | n/a | Clinic_076-078_Finish Schedule | n/a
FloorMaterial | bill.east@us.army.mil | 2012-10-26T09:46:00 | Requirement | Space | 1D33 | CARPET | n/a | n/a | n/a | n/a | Clinic_076-078_Finish Schedule | n/a
WallColor-East | bill.east@us.army.mil | 2012-10-26T09:46:00 | Requirement | Space | 1D33 | DEVOE # 2W18-2 PRARIE BUFF | n/a | n/a | n/a | n/a | Clinic_076-078_Finish Schedule | n/a
WallColor-North | bill.east@us.army.mil | 2012-10-26T09:46:00 | Requirement | Space | 1D33 | DEVOE # 2C20-4 ROSEMARY GRAY | n/a | n/a | n/a | n/a | Clinic_076-078_Finish Schedule | n/a
WallColor-South | bill.east@us.army.mil | 2012-10-26T09:46:00 | Requirement | Space | 1D33 | DEVOE # 2W18-2 PRARIE BUFF | n/a | n/a | n/a | n/a | Clinic_076-078_Finish Schedule | n/a
WallColor-West | bill.east@us.army.mil | 2012-10-26T09:46:00 | Requirement | Space | 1D33 | DEVOE # 2W18-2 PRARIE BUFF | n/a | n/a | n/a | n/a | Clinic_076-078_Finish Schedule | n/a
WallMaterial-East | bill.east@us.army.mil | 2012-10-26T09:46:00 | Requirement | Space | 1D33 | GYPSUM WALLBOARD WITH PAINT | n/a | n/a | n/a | n/a | Clinic_076-078_Finish Schedule | n/a
WallMaterial-North | bill.east@us.army.mil | 2012-10-26T09:46:00 | Requirement | Space | 1D33 | GYPSUM WALLBOARD WITH PAINT | n/a | n/a | n/a | n/a | Clinic_076-078_Finish Schedule | n/a
WallMaterial-South | bill.east@us.army.mil | 2012-10-26T09:46:00 | Requirement | Space | 1D33 | GYPSUM WALLBOARD WITH PAINT | n/a | n/a | n/a | n/a | Clinic_076-078_Finish Schedule | n/a
WallMaterial-West | bill.east@us.army.mil | 2012-10-26T09:46:00 | Requirement | Space | 1D33 | GYPSUM WALLBOARD WITH PAINT | n/a | n/a | n/a | n/a | Clinic_076-078_Finish Schedule | n/a
BaseColor | bill.east@us.army.mil | 2012-10-26T09:46:00 | Requirement | Space | 1D34 | ROPPE - 40 FAWN - 4" HIGH RUBBER COVE BASE | n/a | n/a | n/a | n/a | Clinic_076-078_Finish Schedule | n/a
BaseMaterial | bill.east@us.army.mil | 2012-10-26T09:46:00 | Requirement | Space | 1D34 | RUBBER BASE | n/a | n/a | n/a | n/a | Clinic_076-078_Finish Schedule | n/a
CeilingColor | bill.east@us.army.mil | 2012-10-26T09:46:00 | Requirement | Space | 1D34 | ARMSTRONG CEILING TILE - CIRRUS TEGULAR; COLOR: WHITE; SERIES #534 GRID-15/16" EXPOSED TEE GRID SYSTEM-WHITE; SIZE: 2'x2'x3/4" | n/a | n/a | n/a | n/a | Clinic_076-078_Finish Schedule | n/a
CeilingMaterial | bill.east@us.army.mil | 2012-10-26T09:46:00 | Requirement | Space | 1D34 | ACOUSTICAL CEILING TILE | n/a | n/a | n/a | n/a | Clinic_076-078_Finish Schedule | n/a
FloorColor | bill.east@us.army.mil | 2012-10-26T09:46:00 | Requirement | Space | 1D34 | VAMERICAN OLEAN #A-55 DOE SIZE: 2"x2",2 | n/a | n/a | n/a | n/a | Clinic_076-078_Finish Schedule | n/a
FloorMaterial | bill.east@us.army.mil | 2012-10-26T09:46:00 | Requirement | Space | 1D34 | VINYL COMPOSITION TILE | n/a | n/a | n/a | n/a | Clinic_076-078_Finish Schedule | n/a
WallColor-East | bill.east@us.army.mil | 2012-10-26T09:46:00 | Requirement | Space | 1D34 | DEVOE # 2W18-2 PRARIE BUFF | n/a | n/a | n/a | n/a | Clinic_076-078_Finish Schedule | n/a
WallColor-North | bill.east@us.army.mil | 2012-10-26T09:46:00 | Requirement | Space | 1D34 | DEVOE # 2W18-2 PRARIE BUFF | n/a | n/a | n/a | n/a | Clinic_076-078_Finish Schedule | n/a
WallColor-South | bill.east@us.army.mil | 2012-10-26T09:46:00 | Requirement | Space | 1D34 | DEVOE # 2W18-2 PRARIE BUFF | n/a | n/a | n/a | n/a | Clinic_076-078_Finish Schedule | n/a
WallColor-West | bill.east@us.army.mil | 2012-10-26T09:46:00 | Requirement | Space | 1D34 | DEVOE # 2W18-2 PRARIE BUFF | n/a | n/a | n/a | n/a | Clinic_076-078_Finish Schedule | n/a
WallMaterial-East | bill.east@us.army.mil | 2012-10-26T09:46:00 | Requirement | Space | 1D34 | GYPSUM WALLBOARD WITH PAINT | n/a | n/a | n/a | n/a | Clinic_076-078_Finish Schedule | n/a
WallMaterial-North | bill.east@us.army.mil | 2012-10-26T09:46:00 | Requirement | Space | 1D34 | GYPSUM WALLBOARD WITH PAINT | n/a | n/a | n/a | n/a | Clinic_076-078_Finish Schedule | n/a
WallMaterial-South | bill.east@us.army.mil | 2012-10-26T09:46:00 | Requirement | Space | 1D34 | GYPSUM WALLBOARD WITH PAINT | n/a | n/a | n/a | n/a | Clinic_076-078_Finish Schedule | n/a
WallMaterial-West | bill.east@us.army.mil | 2012-10-26T09:46:00 | Requirement | Space | 1D34 | GYPSUM WALLBOARD WITH PAINT | n/a | n/a | n/a | n/a | Clinic_076-078_Finish Schedule | n/a
BaseColor | bill.east@us.army.mil | 2012-10-26T09:46:00 | Requirement | Space | 1D35 | ROPPE - 40 FAWN - 4" HIGH RUBBER COVE BASE | n/a | n/a | n/a | n/a | Clinic_076-078_Finish Schedule | n/a
BaseMaterial | bill.east@us.army.mil | 2012-10-26T09:46:00 | Requirement | Space | 1D35 | RUBBER BASE | n/a | n/a | n/a | n/a | Clinic_076-078_Finish Schedule | n/a
CeilingColor | bill.east@us.army.mil | 2012-10-26T09:46:00 | Requirement | Space | 1D35 | ARMSTRONG CEILING TILE - CIRRUS TEGULAR; COLOR: WHITE; SERIES #534 GRID-15/16" EXPOSED TEE GRID SYSTEM-WHITE; SIZE: 2'x2'x3/4" | n/a | n/a | n/a | n/a | Clinic_076-078_Finish Schedule | n/a
CeilingMaterial | bill.east@us.army.mil | 2012-10-26T09:46:00 | Requirement | Space | 1D35 | ACOUSTICAL CEILING TILE | n/a | n/a | n/a | n/a | Clinic_076-078_Finish Schedule | n/a
FloorColor | bill.east@us.army.mil | 2012-10-26T09:46:00 | Requirement | Space | 1D35 | VAMERICAN OLEAN #A-55 DOE SIZE: 2"x2",2 | n/a | n/a | n/a | n/a | Clinic_076-078_Finish Schedule | n/a
FloorMaterial | bill.east@us.army.mil | 2012-10-26T09:46:00 | Requirement | Space | 1D35 | VINYL COMPOSITION TILE | n/a | n/a | n/a | n/a | Clinic_076-078_Finish Schedule | n/a
WallColor-East | bill.east@us.army.mil | 2012-10-26T09:46:00 | Requirement | Space | 1D35 | DEVOE # 2W18-2 PRARIE BUFF | n/a | n/a | n/a | n/a | Clinic_076-078_Finish Schedule | n/a
WallColor-North | bill.east@us.army.mil | 2012-10-26T09:46:00 | Requirement | Space | 1D35 | DEVOE # 2W18-2 PRARIE BUFF | n/a | n/a | n/a | n/a | Clinic_076-078_Finish Schedule | n/a
WallColor-South | bill.east@us.army.mil | 2012-10-26T09:46:00 | Requirement | Space | 1D35 | DEVOE # 2W18-2 PRARIE BUFF | n/a | n/a | n/a | n/a | Clinic_076-078_Finish Schedule | n/a
WallColor-West | bill.east@us.army.mil | 2012-10-26T09:46:00 | Requirement | Space | 1D35 | DEVOE # 2W18-2 PRARIE BUFF | n/a | n/a | n/a | n/a | Clinic_076-078_Finish Schedule | n/a
WallMaterial-East | bill.east@us.army.mil | 2012-10-26T09:46:00 | Requirement | Space | 1D35 | GYPSUM WALLBOARD WITH PAINT | n/a | n/a | n/a | n/a | Clinic_076-078_Finish Schedule | n/a
WallMaterial-North | bill.east@us.army.mil | 2012-10-26T09:46:00 | Requirement | Space | 1D35 | GYPSUM WALLBOARD WITH PAINT | n/a | n/a | n/a | n/a | Clinic_076-078_Finish Schedule | n/a
WallMaterial-South | bill.east@us.army.mil | 2012-10-26T09:46:00 | Requirement | Space | 1D35 | GYPSUM WALLBOARD WITH PAINT | n/a | n/a | n/a | n/a | Clinic_076-078_Finish Schedule | n/a
WallMaterial-West | bill.east@us.army.mil | 2012-10-26T09:46:00 | Requirement | Space | 1D35 | GYPSUM WALLBOARD WITH PAINT | n/a | n/a | n/a | n/a | Clinic_076-078_Finish Schedule | n/a
BaseColor | bill.east@us.army.mil | 2012-10-26T09:46:00 | Requirement | Space | 1D36 | ROPPE - 40 FAWN - 4" HIGH RUBBER COVE BASE | n/a | n/a | n/a | n/a | Clinic_076-078_Finish Schedule | n/a
BaseMaterial | bill.east@us.army.mil | 2012-10-26T09:46:00 | Requirement | Space | 1D36 | RUBBER BASE | n/a | n/a | n/a | n/a | Clinic_076-078_Finish Schedule | n/a
CeilingColor | bill.east@us.army.mil | 2012-10-26T09:46:00 | Requirement | Space | 1D36 | ARMSTRONG CEILING TILE - CIRRUS TEGULAR; COLOR: WHITE; SERIES #534 GRID-15/16" EXPOSED TEE GRID SYSTEM-WHITE; SIZE: 2'x2'x3/4" | n/a | n/a | n/a | n/a | Clinic_076-078_Finish Schedule | n/a
CeilingMaterial | bill.east@us.army.mil | 2012-10-26T09:46:00 | Requirement | Space | 1D36 | ACOUSTICAL CEILING TILE | n/a | n/a | n/a | n/a | Clinic_076-078_Finish Schedule | n/a
FloorColor | bill.east@us.army.mil | 2012-10-26T09:46:00 | Requirement | Space | 1D36 | VAMERICAN OLEAN #A-55 DOE SIZE: 2"x2",2 | n/a | n/a | n/a | n/a | Clinic_076-078_Finish Schedule | n/a
FloorMaterial | bill.east@us.army.mil | 2012-10-26T09:46:00 | Requirement | Space | 1D36 | VINYL COMPOSITION TILE | n/a | n/a | n/a | n/a | Clinic_076-078_Finish Schedule | n/a
WallColor-East | bill.east@us.army.mil | 2012-10-26T09:46:00 | Requirement | Space | 1D36 | DEVOE # 2W18-2 PRARIE BUFF | n/a | n/a | n/a | n/a | Clinic_076-078_Finish Schedule | n/a
WallColor-North | bill.east@us.army.mil | 2012-10-26T09:46:00 | Requirement | Space | 1D36 | DEVOE # 2W18-2 PRARIE BUFF | n/a | n/a | n/a | n/a | Clinic_076-078_Finish Schedule | n/a
WallColor-South | bill.east@us.army.mil | 2012-10-26T09:46:00 | Requirement | Space | 1D36 | DEVOE # 2W18-2 PRARIE BUFF | n/a | n/a | n/a | n/a | Clinic_076-078_Finish Schedule | n/a
WallColor-West | bill.east@us.army.mil | 2012-10-26T09:46:00 | Requirement | Space | 1D36 | DEVOE # 2W18-2 PRARIE BUFF | n/a | n/a | n/a | n/a | Clinic_076-078_Finish Schedule | n/a
WallMaterial-East | bill.east@us.army.mil | 2012-10-26T09:46:00 | Requirement | Space | 1D36 | GYPSUM WALLBOARD WITH PAINT | n/a | n/a | n/a | n/a | Clinic_076-078_Finish Schedule | n/a
WallMaterial-North | bill.east@us.army.mil | 2012-10-26T09:46:00 | Requirement | Space | 1D36 | GYPSUM WALLBOARD WITH PAINT | n/a | n/a | n/a | n/a | Clinic_076-078_Finish Schedule | n/a
WallMaterial-South | bill.east@us.army.mil | 2012-10-26T09:46:00 | Requirement | Space | 1D36 | GYPSUM WALLBOARD WITH PAINT | n/a | n/a | n/a | n/a | Clinic_076-078_Finish Schedule | n/a
WallMaterial-West | bill.east@us.army.mil | 2012-10-26T09:46:00 | Requirement | Space | 1D36 | GYPSUM WALLBOARD WITH PAINT | n/a | n/a | n/a | n/a | Clinic_076-078_Finish Schedule | n/a
BaseColor | bill.east@us.army.mil | 2012-10-26T09:46:00 | Requirement | Space | 1D37 | ROPPE - 40 FAWN - 4" HIGH RUBBER COVE BASE | n/a | n/a | n/a | n/a | Clinic_076-078_Finish Schedule | n/a
BaseMaterial | bill.east@us.army.mil | 2012-10-26T09:46:00 | Requirement | Space | 1D37 | RUBBER BASE | n/a | n/a | n/a | n/a | Clinic_076-078_Finish Schedule | n/a
CeilingColor | bill.east@us.army.mil | 2012-10-26T09:46:00 | Requirement | Space | 1D37 | ARMSTRONG CEILING TILE - CIRRUS TEGULAR; COLOR: WHITE; SERIES #534 GRID-15/16" EXPOSED TEE GRID SYSTEM-WHITE; SIZE: 2'x2'x3/4" | n/a | n/a | n/a | n/a | Clinic_076-078_Finish Schedule | n/a
CeilingMaterial | bill.east@us.army.mil | 2012-10-26T09:46:00 | Requirement | Space | 1D37 | ACOUSTICAL CEILING TILE | n/a | n/a | n/a | n/a | Clinic_076-078_Finish Schedule | n/a
FloorColor | bill.east@us.army.mil | 2012-10-26T09:46:00 | Requirement | Space | 1D37 | VAMERICAN OLEAN #A-55 DOE SIZE: 2"x2" | n/a | n/a | n/a | n/a | Clinic_076-078_Finish Schedule | n/a
FloorMaterial | bill.east@us.army.mil | 2012-10-26T09:46:00 | Requirement | Space | 1D37 | VINYL COMPOSITION TILE | n/a | n/a | n/a | n/a | Clinic_076-078_Finish Schedule | n/a
WallColor-East | bill.east@us.army.mil | 2012-10-26T09:46:00 | Requirement | Space | 1D37 | MATCH PT3 - Devoe # 2W19-4 CLAY PEBBLE | n/a | n/a | n/a | n/a | Clinic_076-078_Finish Schedule | n/a
WallColor-North | bill.east@us.army.mil | 2012-10-26T09:46:00 | Requirement | Space | 1D37 | MATCH PT3 - Devoe # 2W19-4 CLAY PEBBLE | n/a | n/a | n/a | n/a | Clinic_076-078_Finish Schedule | n/a
WallColor-South | bill.east@us.army.mil | 2012-10-26T09:46:00 | Requirement | Space | 1D37 | MATCH PT3 - Devoe # 2W19-4 CLAY PEBBLE | n/a | n/a | n/a | n/a | Clinic_076-078_Finish Schedule | n/a
WallColor-West | bill.east@us.army.mil | 2012-10-26T09:46:00 | Requirement | Space | 1D37 | MATCH PT3 - Devoe # 2W19-4 CLAY PEBBLE | n/a | n/a | n/a | n/a | Clinic_076-078_Finish Schedule | n/a
WallMaterial-East | bill.east@us.army.mil | 2012-10-26T09:46:00 | Requirement | Space | 1D37 | GYPSUM WALLBOARD WITH LIQUID GLAZED COATING | n/a | n/a | n/a | n/a | Clinic_076-078_Finish Schedule | n/a
WallMaterial-North | bill.east@us.army.mil | 2012-10-26T09:46:00 | Requirement | Space | 1D37 | GYPSUM WALLBOARD WITH LIQUID GLAZED COATING | n/a | n/a | n/a | n/a | Clinic_076-078_Finish Schedule | n/a
WallMaterial-South | bill.east@us.army.mil | 2012-10-26T09:46:00 | Requirement | Space | 1D37 | GYPSUM WALLBOARD WITH LIQUID GLAZED COATING | n/a | n/a | n/a | n/a | Clinic_076-078_Finish Schedule | n/a
WallMaterial-West | bill.east@us.army.mil | 2012-10-26T09:46:00 | Requirement | Space | 1D37 | GYPSUM WALLBOARD WITH LIQUID GLAZED COATING | n/a | n/a | n/a | n/a | Clinic_076-078_Finish Schedule | n/a
BaseColor | bill.east@us.army.mil | 2012-10-26T09:46:00 | Requirement | Space | 1D38 | ARMSTRONG - MEDINTECH - #86439 DESERT GOLD | n/a | n/a | n/a | n/a | Clinic_076-078_Finish Schedule | n/a
BaseMaterial | bill.east@us.army.mil | 2012-10-26T09:46:00 | Requirement | Space | 1D38 | INTEGRAL VINYL BASE | n/a | n/a | n/a | n/a | Clinic_076-078_Finish Schedule | n/a
CeilingColor | bill.east@us.army.mil | 2012-10-26T09:46:00 | Requirement | Space | 1D38 | MATCH PT3 - Devoe # 2W19-4 CLAY PEBBLE | n/a | n/a | n/a | n/a | Clinic_076-078_Finish Schedule | n/a
CeilingMaterial | bill.east@us.army.mil | 2012-10-26T09:46:00 | Requirement | Space | 1D38 | GYPSUM WALLBOARD WITH LIQUID GLAZED COATING | n/a | n/a | n/a | n/a | Clinic_076-078_Finish Schedule | n/a
FloorColor | bill.east@us.army.mil | 2012-10-26T09:46:00 | Requirement | Space | 1D38 | ARMSTRONG - MEDIN TECH - #86439 DESERT GOLD | n/a | n/a | n/a | n/a | Clinic_076-078_Finish Schedule | n/a
FloorMaterial | bill.east@us.army.mil | 2012-10-26T09:46:00 | Requirement | Space | 1D38 | SHEET VINYL | n/a | n/a | n/a | n/a | Clinic_076-078_Finish Schedule | n/a
WallColor-East | bill.east@us.army.mil | 2012-10-26T09:46:00 | Requirement | Space | 1D38 | MATCH PT3 - Devoe # 2W19-4 CLAY PEBBLE | n/a | n/a | n/a | n/a | Clinic_076-078_Finish Schedule | n/a
WallColor-North | bill.east@us.army.mil | 2012-10-26T09:46:00 | Requirement | Space | 1D38 | MATCH PT3 - Devoe # 2W19-4 CLAY PEBBLE | n/a | n/a | n/a | n/a | Clinic_076-078_Finish Schedule | n/a
WallColor-South | bill.east@us.army.mil | 2012-10-26T09:46:00 | Requirement | Space | 1D38 | MATCH PT3 - Devoe # 2W19-4 CLAY PEBBLE | n/a | n/a | n/a | n/a | Clinic_076-078_Finish Schedule | n/a
WallColor-West | bill.east@us.army.mil | 2012-10-26T09:46:00 | Requirement | Space | 1D38 | MATCH PT3 - Devoe # 2W19-4 CLAY PEBBLE | n/a | n/a | n/a | n/a | Clinic_076-078_Finish Schedule | n/a
WallMaterial-East | bill.east@us.army.mil | 2012-10-26T09:46:00 | Requirement | Space | 1D38 | GYPSUM WALLBOARD WITH LIQUID GLAZED COATING | n/a | n/a | n/a | n/a | Clinic_076-078_Finish Schedule | n/a
WallMaterial-North | bill.east@us.army.mil | 2012-10-26T09:46:00 | Requirement | Space | 1D38 | GYPSUM WALLBOARD WITH LIQUID GLAZED COATING | n/a | n/a | n/a | n/a | Clinic_076-078_Finish Schedule | n/a
WallMaterial-South | bill.east@us.army.mil | 2012-10-26T09:46:00 | Requirement | Space | 1D38 | GYPSUM WALLBOARD WITH LIQUID GLAZED COATING | n/a | n/a | n/a | n/a | Clinic_076-078_Finish Schedule | n/a
WallMaterial-West | bill.east@us.army.mil | 2012-10-26T09:46:00 | Requirement | Space | 1D38 | GYPSUM WALLBOARD WITH LIQUID GLAZED COATING | n/a | n/a | n/a | n/a | Clinic_076-078_Finish Schedule | n/a
BaseColor | bill.east@us.army.mil | 2012-10-26T09:46:00 | Requirement | Space | 1D39 | ROPPE - 40 FAWN - 4" HIGH RUBBER COVE BASE | n/a | n/a | n/a | n/a | Clinic_076-078_Finish Schedule | n/a
BaseMaterial | bill.east@us.army.mil | 2012-10-26T09:46:00 | Requirement | Space | 1D39 | RUBBER BASE | n/a | n/a | n/a | n/a | Clinic_076-078_Finish Schedule | n/a
CeilingColor | bill.east@us.army.mil | 2012-10-26T09:46:00 | Requirement | Space | 1D39 | ARMSTRONG CEILING TILE - FINE FISSURED DURATEX; COLOR: WHITE; SERIES #1870; GRID 15/16" EXPOSED TEE GRID SYSTEM-WHITE; SIZE: 2'x2' ARMSTRONG CEILING TILE - FINE FISSURED DURATEX; COLOR: WHITE; SERIES #1870; GRID 15/16" EXPOSED TEE GRID SYSTEM-WHITE; SIZE: | n/a | n/a | n/a | n/a | Clinic_076-078_Finish Schedule | n/a
CeilingMaterial | bill.east@us.army.mil | 2012-10-26T09:46:00 | Requirement | Space | 1D39 | CERAMIC TILE | n/a | n/a | n/a | n/a | Clinic_076-078_Finish Schedule | n/a
FloorColor | bill.east@us.army.mil | 2012-10-26T09:46:00 | Requirement | Space | 1D39 | VAMERICAN OLEAN #A-55 DOE SIZE: 2"x2" | n/a | n/a | n/a | n/a | Clinic_076-078_Finish Schedule | n/a
FloorMaterial | bill.east@us.army.mil | 2012-10-26T09:46:00 | Requirement | Space | 1D39 | VINYL COMPOSITION TILE | n/a | n/a | n/a | n/a | Clinic_076-078_Finish Schedule | n/a
WallColor-East | bill.east@us.army.mil | 2012-10-26T09:46:00 | Requirement | Space | 1D39 | MATCH PT3 - Devoe # 2W19-4 CLAY PEBBLE | n/a | n/a | n/a | n/a | Clinic_076-078_Finish Schedule | n/a
WallColor-North | bill.east@us.army.mil | 2012-10-26T09:46:00 | Requirement | Space | 1D39 | MATCH PT3 - Devoe # 2W19-4 CLAY PEBBLE | n/a | n/a | n/a | n/a | Clinic_076-078_Finish Schedule | n/a
WallColor-South | bill.east@us.army.mil | 2012-10-26T09:46:00 | Requirement | Space | 1D39 | MATCH PT3 - Devoe # 2W19-4 CLAY PEBBLE | n/a | n/a | n/a | n/a | Clinic_076-078_Finish Schedule | n/a
WallColor-West | bill.east@us.army.mil | 2012-10-26T09:46:00 | Requirement | Space | 1D39 | MATCH PT3 - Devoe # 2W19-4 CLAY PEBBLE | n/a | n/a | n/a | n/a | Clinic_076-078_Finish Schedule | n/a
WallMaterial-East | bill.east@us.army.mil | 2012-10-26T09:46:00 | Requirement | Space | 1D39 | GYPSUM WALLBOARD WITH LIQUID GLAZED COATING | n/a | n/a | n/a | n/a | Clinic_076-078_Finish Schedule | n/a
WallMaterial-North | bill.east@us.army.mil | 2012-10-26T09:46:00 | Requirement | Space | 1D39 | GYPSUM WALLBOARD WITH LIQUID GLAZED COATING | n/a | n/a | n/a | n/a | Clinic_076-078_Finish Schedule | n/a
WallMaterial-South | bill.east@us.army.mil | 2012-10-26T09:46:00 | Requirement | Space | 1D39 | GYPSUM WALLBOARD WITH LIQUID GLAZED COATING | n/a | n/a | n/a | n/a | Clinic_076-078_Finish Schedule | n/a
WallMaterial-West | bill.east@us.army.mil | 2012-10-26T09:46:00 | Requirement | Space | 1D39 | GYPSUM WALLBOARD WITH LIQUID GLAZED COATING | n/a | n/a | n/a | n/a | Clinic_076-078_Finish Schedule | n/a
BaseColor | bill.east@us.army.mil | 2012-10-26T09:46:00 | Requirement | Space | 1D40 | ROPPE - 40 FAWN - 4" HIGH RUBBER COVE BASE | n/a | n/a | n/a | n/a | Clinic_076-078_Finish Schedule | n/a
BaseMaterial | bill.east@us.army.mil | 2012-10-26T09:46:00 | Requirement | Space | 1D40 | RUBBER BASE | n/a | n/a | n/a | n/a | Clinic_076-078_Finish Schedule | n/a
CeilingColor | bill.east@us.army.mil | 2012-10-26T09:46:00 | Requirement | Space | 1D40 | ARMSTRONG CEILING TILE - FINE FISSURED DURATEX; COLOR: WHITE; SERIES #1870; GRID 15/16" EXPOSED TEE GRID SYSTEM-WHITE; SIZE: 2'x2' ARMSTRONG CEILING TILE - FINE FISSURED DURATEX; COLOR: WHITE; SERIES #1870; GRID 15/16" EXPOSED TEE GRID SYSTEM-WHITE; SIZE: | n/a | n/a | n/a | n/a | Clinic_076-078_Finish Schedule | n/a
CeilingMaterial | bill.east@us.army.mil | 2012-10-26T09:46:00 | Requirement | Space | 1D40 | CERAMIC TILE | n/a | n/a | n/a | n/a | Clinic_076-078_Finish Schedule | n/a
FloorColor | bill.east@us.army.mil | 2012-10-26T09:46:00 | Requirement | Space | 1D40 | VAMERICAN OLEAN #A-55 DOE SIZE: 2"x2",2 | n/a | n/a | n/a | n/a | Clinic_076-078_Finish Schedule | n/a
FloorMaterial | bill.east@us.army.mil | 2012-10-26T09:46:00 | Requirement | Space | 1D40 | VINYL COMPOSITION TILE | n/a | n/a | n/a | n/a | Clinic_076-078_Finish Schedule | n/a
WallColor-East | bill.east@us.army.mil | 2012-10-26T09:46:00 | Requirement | Space | 1D40 | MATCH PT3 - Devoe # 2W19-4 CLAY PEBBLE | n/a | n/a | n/a | n/a | Clinic_076-078_Finish Schedule | n/a
WallColor-North | bill.east@us.army.mil | 2012-10-26T09:46:00 | Requirement | Space | 1D40 | MATCH PT3 - Devoe # 2W19-4 CLAY PEBBLE | n/a | n/a | n/a | n/a | Clinic_076-078_Finish Schedule | n/a
WallColor-South | bill.east@us.army.mil | 2012-10-26T09:46:00 | Requirement | Space | 1D40 | MATCH PT3 - Devoe # 2W19-4 CLAY PEBBLE | n/a | n/a | n/a | n/a | Clinic_076-078_Finish Schedule | n/a
WallColor-West | bill.east@us.army.mil | 2012-10-26T09:46:00 | Requirement | Space | 1D40 | MATCH PT3 - Devoe # 2W19-4 CLAY PEBBLE | n/a | n/a | n/a | n/a | Clinic_076-078_Finish Schedule | n/a
WallMaterial-East | bill.east@us.army.mil | 2012-10-26T09:46:00 | Requirement | Space | 1D40 | GYPSUM WALLBOARD WITH LIQUID GLAZED COATING | n/a | n/a | n/a | n/a | Clinic_076-078_Finish Schedule | n/a
WallMaterial-North | bill.east@us.army.mil | 2012-10-26T09:46:00 | Requirement | Space | 1D40 | GYPSUM WALLBOARD WITH LIQUID GLAZED COATING | n/a | n/a | n/a | n/a | Clinic_076-078_Finish Schedule | n/a
WallMaterial-South | bill.east@us.army.mil | 2012-10-26T09:46:00 | Requirement | Space | 1D40 | GYPSUM WALLBOARD WITH LIQUID GLAZED COATING | n/a | n/a | n/a | n/a | Clinic_076-078_Finish Schedule | n/a
WallMaterial-West | bill.east@us.army.mil | 2012-10-26T09:46:00 | Requirement | Space | 1D40 | GYPSUM WALLBOARD WITH LIQUID GLAZED COATING | n/a | n/a | n/a | n/a | Clinic_076-078_Finish Schedule | n/a
BaseColor | bill.east@us.army.mil | 2012-10-26T09:46:00 | Requirement | Space | 1DC1 | DEVOE # 2W19-4 CLAY PEBBLE | n/a | n/a | n/a | n/a | Clinic_076-078_Finish Schedule | n/a
BaseMaterial | bill.east@us.army.mil | 2012-10-26T09:46:00 | Requirement | Space | 1DC1 | WOOD | n/a | n/a | n/a | n/a | Clinic_076-078_Finish Schedule | n/a
CeilingColor | bill.east@us.army.mil | 2012-10-26T09:46:00 | Requirement | Space | 1DC1 | ARMSTRONG CEILING TILE - CIRRUS TEGULAR; COLOR: WHITE; SERIES #534 GRID-15/16" EXPOSED TEE GRID SYSTEM-WHITE; SIZE: 2'x2'x3/4"/DEVOE # 2W18-2 PRARIE BUFF ARMSTRONG CEILING TILE - CIRRUS TEGULAR; COLOR: WHITE; SERIES #534 GRID-15/16" EXPOSED TEE GRID SYSTE | n/a | n/a | n/a | n/a | Clinic_076-078_Finish Schedule | n/a
CeilingMaterial | bill.east@us.army.mil | 2012-10-26T09:46:00 | Requirement | Space | 1DC1 | CERAMIC TILE/GYPSUM WALLBOARD WITH PAINT | n/a | n/a | n/a | n/a | Clinic_076-078_Finish Schedule | n/a
FloorColor | bill.east@us.army.mil | 2012-10-26T09:46:00 | Requirement | Space | 1DC1 | CARPET 3/VAMERICAN OLEAN #A-55 DOE SIZE: 2"x2" ,2 | n/a | n/a | n/a | n/a | Clinic_076-078_Finish Schedule | n/a
FloorMaterial | bill.east@us.army.mil | 2012-10-26T09:46:00 | Requirement | Space | 1DC1 | VINYL COMPOSITION TILE/CARPET | n/a | n/a | n/a | n/a | Clinic_076-078_Finish Schedule | n/a
WallColor-East | bill.east@us.army.mil | 2012-10-26T09:46:00 | Requirement | Space | 1DC1 | DEVOE # 2W18-2 PRARIE BUFF - | n/a | n/a | n/a | n/a | Clinic_076-078_Finish Schedule | n/a
WallColor-North | bill.east@us.army.mil | 2012-10-26T09:46:00 | Requirement | Space | 1DC1 | DEVOE # 2W18-2 PRARIE BUFF DEVOE # 2W18-2 PRARIE BUFF | n/a | n/a | n/a | n/a | Clinic_076-078_Finish Schedule | n/a
WallColor-South | bill.east@us.army.mil | 2012-10-26T09:46:00 | Requirement | Space | 1DC1 | DEVOE # 2W18-2 PRARIE BUFF DEVOE # 2W18-2 PRARIE BUFF | n/a | n/a | n/a | n/a | Clinic_076-078_Finish Schedule | n/a
WallColor-West | bill.east@us.army.mil | 2012-10-26T09:46:00 | Requirement | Space | 1DC1 | DEVOE # 2W18-2 PRARIE BUFF DEVOE # 2W18-2 PRARIE BUFF | n/a | n/a | n/a | n/a | Clinic_076-078_Finish Schedule | n/a
WallMaterial-East | bill.east@us.army.mil | 2012-10-26T09:46:00 | Requirement | Space | 1DC1 | GYPSUM WALLBOARD WITH PAINT - | n/a | n/a | n/a | n/a | Clinic_076-078_Finish Schedule | n/a
WallMaterial-North | bill.east@us.army.mil | 2012-10-26T09:46:00 | Requirement | Space | 1DC1 | GYPSUM WALLBOARD WITH PAINT | n/a | n/a | n/a | n/a | Clinic_076-078_Finish Schedule | n/a
WallMaterial-South | bill.east@us.army.mil | 2012-10-26T09:46:00 | Requirement | Space | 1DC1 | GYPSUM WALLBOARD WITH PAINT GYPSUM WALLBOARD WITH PAINT | n/a | n/a | n/a | n/a | Clinic_076-078_Finish Schedule | n/a
WallMaterial-West | bill.east@us.army.mil | 2012-10-26T09:46:00 | Requirement | Space | 1DC1 | GYPSUM WALLBOARD WITH PAINT GYPSUM WALLBOARD WITH PAINT | n/a | n/a | n/a | n/a | Clinic_076-078_Finish Schedule | n/a
BaseColor | bill.east@us.army.mil | 2012-10-26T09:46:00 | Requirement | Space | 1DC2 | ROPPE - 40 FAWN - 4" HIGH RUBBER COVE BASE | n/a | n/a | n/a | n/a | Clinic_076-078_Finish Schedule | n/a
BaseMaterial | bill.east@us.army.mil | 2012-10-26T09:46:00 | Requirement | Space | 1DC2 | RUBBER BASE | n/a | n/a | n/a | n/a | Clinic_076-078_Finish Schedule | n/a
CeilingColor | bill.east@us.army.mil | 2012-10-26T09:46:00 | Requirement | Space | 1DC2 | ARMSTRONG CEILING TILE - CIRRUS TEGULAR; COLOR: WHITE; SERIES #534 GRID-15/16" EXPOSED TEE GRID SYSTEM-WHITE; SIZE: 2'x2'x3/4" | n/a | n/a | n/a | n/a | Clinic_076-078_Finish Schedule | n/a
CeilingMaterial | bill.east@us.army.mil | 2012-10-26T09:46:00 | Requirement | Space | 1DC2 | ACOUSTICAL CEILING TILE | n/a | n/a | n/a | n/a | Clinic_076-078_Finish Schedule | n/a
FloorColor | bill.east@us.army.mil | 2012-10-26T09:46:00 | Requirement | Space | 1DC2 | INTERFACE - CARIBBEAN #3063 SEA TURTLE | n/a | n/a | n/a | n/a | Clinic_076-078_Finish Schedule | n/a
FloorMaterial | bill.east@us.army.mil | 2012-10-26T09:46:00 | Requirement | Space | 1DC2 | CARPET | n/a | n/a | n/a | n/a | Clinic_076-078_Finish Schedule | n/a
WallColor-East | bill.east@us.army.mil | 2012-10-26T09:46:00 | Requirement | Space | 1DC2 | DEVOE # 2W18-2 PRARIE BUFF DEVOE # 2W18-2 PRARIE BUFF | n/a | n/a | n/a | n/a | Clinic_076-078_Finish Schedule | n/a
WallColor-North | bill.east@us.army.mil | 2012-10-26T09:46:00 | Requirement | Space | 1DC2 | DEVOE # 2W18-2 PRARIE BUFF DEVOE # 2W18-2 PRARIE BUFF | n/a | n/a | n/a | n/a | Clinic_076-078_Finish Schedule | n/a
WallColor-South | bill.east@us.army.mil | 2012-10-26T09:46:00 | Requirement | Space | 1DC2 | DEVOE # 2W18-2 PRARIE BUFF DEVOE # 2W18-2 PRARIE BUFF | n/a | n/a | n/a | n/a | Clinic_076-078_Finish Schedule | n/a
WallColor-West | bill.east@us.army.mil | 2012-10-26T09:46:00 | Requirement | Space | 1DC2 | DEVOE # 2W18-2 PRARIE BUFF DEVOE # 2W18-2 PRARIE BUFF | n/a | n/a | n/a | n/a | Clinic_076-078_Finish Schedule | n/a
WallMaterial-East | bill.east@us.army.mil | 2012-10-26T09:46:00 | Requirement | Space | 1DC2 | GYPSUM WALLBOARD WITH PAINT | n/a | n/a | n/a | n/a | Clinic_076-078_Finish Schedule | n/a
WallMaterial-North | bill.east@us.army.mil | 2012-10-26T09:46:00 | Requirement | Space | 1DC2 | GYPSUM WALLBOARD WITH PAINT | n/a | n/a | n/a | n/a | Clinic_076-078_Finish Schedule | n/a
WallMaterial-South | bill.east@us.army.mil | 2012-10-26T09:46:00 | Requirement | Space | 1DC2 | GYPSUM WALLBOARD WITH PAINT | n/a | n/a | n/a | n/a | Clinic_076-078_Finish Schedule | n/a
WallMaterial-West | bill.east@us.army.mil | 2012-10-26T09:46:00 | Requirement | Space | 1DC2 | GYPSUM WALLBOARD WITH PAINT | n/a | n/a | n/a | n/a | Clinic_076-078_Finish Schedule | n/a
BaseColor | bill.east@us.army.mil | 2012-10-26T09:46:00 | Requirement | Space | 1DC3 | ROPPE - 40 FAWN - 4" HIGH RUBBER COVE BASE | n/a | n/a | n/a | n/a | Clinic_076-078_Finish Schedule | n/a
BaseMaterial | bill.east@us.army.mil | 2012-10-26T09:46:00 | Requirement | Space | 1DC3 | RUBBER BASE | n/a | n/a | n/a | n/a | Clinic_076-078_Finish Schedule | n/a
CeilingColor | bill.east@us.army.mil | 2012-10-26T09:46:00 | Requirement | Space | 1DC3 | ARMSTRONG CEILING TILE - CIRRUS TEGULAR; COLOR: WHITE; SERIES #534 GRID-15/16" EXPOSED TEE GRID SYSTEM-WHITE; SIZE: 2'x2'x3/4" | n/a | n/a | n/a | n/a | Clinic_076-078_Finish Schedule | n/a
CeilingMaterial | bill.east@us.army.mil | 2012-10-26T09:46:00 | Requirement | Space | 1DC3 | ACOUSTICAL CEILING TILE | n/a | n/a | n/a | n/a | Clinic_076-078_Finish Schedule | n/a
FloorColor | bill.east@us.army.mil | 2012-10-26T09:46:00 | Requirement | Space | 1DC3 | INTERFACE - CARIBBEAN #3063 SEA TURTLE | n/a | n/a | n/a | n/a | Clinic_076-078_Finish Schedule | n/a
FloorMaterial | bill.east@us.army.mil | 2012-10-26T09:46:00 | Requirement | Space | 1DC3 | CARPET | n/a | n/a | n/a | n/a | Clinic_076-078_Finish Schedule | n/a
WallColor-East | bill.east@us.army.mil | 2012-10-26T09:46:00 | Requirement | Space | 1DC3 | DEVOE # 2C20-4 ROSEMARY GRAY | n/a | n/a | n/a | n/a | Clinic_076-078_Finish Schedule | n/a
WallColor-North | bill.east@us.army.mil | 2012-10-26T09:46:00 | Requirement | Space | 1DC3 | DEVOE # 2W18-2 PRARIE BUFF | n/a | n/a | n/a | n/a | Clinic_076-078_Finish Schedule | n/a
WallColor-South | bill.east@us.army.mil | 2012-10-26T09:46:00 | Requirement | Space | 1DC3 | DEVOE # 2W18-2 PRARIE BUFF | n/a | n/a | n/a | n/a | Clinic_076-078_Finish Schedule | n/a
WallColor-West | bill.east@us.army.mil | 2012-10-26T09:46:00 | Requirement | Space | 1DC3 | DEVOE # 2W18-2 PRARIE BUFF | n/a | n/a | n/a | n/a | Clinic_076-078_Finish Schedule | n/a
WallMaterial-East | bill.east@us.army.mil | 2012-10-26T09:46:00 | Requirement | Space | 1DC3 | GYPSUM WALLBOARD WITH PAINT | n/a | n/a | n/a | n/a | Clinic_076-078_Finish Schedule | n/a
WallMaterial-North | bill.east@us.army.mil | 2012-10-26T09:46:00 | Requirement | Space | 1DC3 | GYPSUM WALLBOARD WITH PAINT | n/a | n/a | n/a | n/a | Clinic_076-078_Finish Schedule | n/a
WallMaterial-South | bill.east@us.army.mil | 2012-10-26T09:46:00 | Requirement | Space | 1DC3 | GYPSUM WALLBOARD WITH PAINT | n/a | n/a | n/a | n/a | Clinic_076-078_Finish Schedule | n/a
WallMaterial-West | bill.east@us.army.mil | 2012-10-26T09:46:00 | Requirement | Space | 1DC3 | GYPSUM WALLBOARD WITH PAINT | n/a | n/a | n/a | n/a | Clinic_076-078_Finish Schedule | n/a
BaseColor | bill.east@us.army.mil | 2012-10-26T09:46:00 | Requirement | Space | 1DC4 | ROPPE - 40 FAWN - 4" HIGH RUBBER COVE BASE | n/a | n/a | n/a | n/a | Clinic_076-078_Finish Schedule | n/a
BaseMaterial | bill.east@us.army.mil | 2012-10-26T09:46:00 | Requirement | Space | 1DC4 | RUBBER BASE | n/a | n/a | n/a | n/a | Clinic_076-078_Finish Schedule | n/a
CeilingColor | bill.east@us.army.mil | 2012-10-26T09:46:00 | Requirement | Space | 1DC4 | ARMSTRONG CEILING TILE - CIRRUS TEGULAR; COLOR: WHITE; SERIES #534 GRID-15/16" EXPOSED TEE GRID SYSTEM-WHITE; SIZE: 2'x2'x3/4" | n/a | n/a | n/a | n/a | Clinic_076-078_Finish Schedule | n/a
CeilingMaterial | bill.east@us.army.mil | 2012-10-26T09:46:00 | Requirement | Space | 1DC4 | ACOUSTICAL CEILING TILE | n/a | n/a | n/a | n/a | Clinic_076-078_Finish Schedule | n/a
FloorColor | bill.east@us.army.mil | 2012-10-26T09:46:00 | Requirement | Space | 1DC4 | INTERFACE - CARIBBEAN #3063 SEA TURTLE | n/a | n/a | n/a | n/a | Clinic_076-078_Finish Schedule | n/a
FloorMaterial | bill.east@us.army.mil | 2012-10-26T09:46:00 | Requirement | Space | 1DC4 | CARPET | n/a | n/a | n/a | n/a | Clinic_076-078_Finish Schedule | n/a
WallColor-East | bill.east@us.army.mil | 2012-10-26T09:46:00 | Requirement | Space | 1DC4 | DEVOE # 2W18-2 PRARIE BUFF | n/a | n/a | n/a | n/a | Clinic_076-078_Finish Schedule | n/a
WallColor-North | bill.east@us.army.mil | 2012-10-26T09:46:00 | Requirement | Space | 1DC4 | DEVOE # 2W18-2 PRARIE BUFF | n/a | n/a | n/a | n/a | Clinic_076-078_Finish Schedule | n/a
WallColor-South | bill.east@us.army.mil | 2012-10-26T09:46:00 | Requirement | Space | 1DC4 | DEVOE # 2W18-2 PRARIE BUFF | n/a | n/a | n/a | n/a | Clinic_076-078_Finish Schedule | n/a
WallColor-West | bill.east@us.army.mil | 2012-10-26T09:46:00 | Requirement | Space | 1DC4 | DEVOE # 2W18-2 PRARIE BUFF | n/a | n/a | n/a | n/a | Clinic_076-078_Finish Schedule | n/a
WallMaterial-East | bill.east@us.army.mil | 2012-10-26T09:46:00 | Requirement | Space | 1DC4 | GYPSUM WALLBOARD WITH PAINT | n/a | n/a | n/a | n/a | Clinic_076-078_Finish Schedule | n/a
WallMaterial-North | bill.east@us.army.mil | 2012-10-26T09:46:00 | Requirement | Space | 1DC4 | GYPSUM WALLBOARD WITH PAINT | n/a | n/a | n/a | n/a | Clinic_076-078_Finish Schedule | n/a
WallMaterial-South | bill.east@us.army.mil | 2012-10-26T09:46:00 | Requirement | Space | 1DC4 | GYPSUM WALLBOARD WITH PAINT | n/a | n/a | n/a | n/a | Clinic_076-078_Finish Schedule | n/a
WallMaterial-West | bill.east@us.army.mil | 2012-10-26T09:46:00 | Requirement | Space | 1DC4 | GYPSUM WALLBOARD WITH PAINT | n/a | n/a | n/a | n/a | Clinic_076-078_Finish Schedule | n/a
BaseColor | bill.east@us.army.mil | 2012-10-26T09:46:00 | Requirement | Space | 1DC5 | DEVOE # 2W19-4 CLAY PEBBLE | n/a | n/a | n/a | n/a | Clinic_076-078_Finish Schedule | n/a
BaseMaterial | bill.east@us.army.mil | 2012-10-26T09:46:00 | Requirement | Space | 1DC5 | WOOD | n/a | n/a | n/a | n/a | Clinic_076-078_Finish Schedule | n/a
CeilingColor | bill.east@us.army.mil | 2012-10-26T09:46:00 | Requirement | Space | 1DC5 | ARMSTRONG CEILING TILE - CIRRUS TEGULAR; COLOR: WHITE; SERIES #534 GRID-15/16" EXPOSED TEE GRID SYSTEM-WHITE; SIZE: 2'x2'x3/4" | n/a | n/a | n/a | n/a | Clinic_076-078_Finish Schedule | n/a
CeilingMaterial | bill.east@us.army.mil | 2012-10-26T09:46:00 | Requirement | Space | 1DC5 | ACOUSTICAL CEILING TILE | n/a | n/a | n/a | n/a | Clinic_076-078_Finish Schedule | n/a
FloorColor | bill.east@us.army.mil | 2012-10-26T09:46:00 | Requirement | Space | 1DC5 | INTERFACE - CARIBBEAN #3063 SEA TURTLE | n/a | n/a | n/a | n/a | Clinic_076-078_Finish Schedule | n/a
FloorMaterial | bill.east@us.army.mil | 2012-10-26T09:46:00 | Requirement | Space | 1DC5 | CARPET | n/a | n/a | n/a | n/a | Clinic_076-078_Finish Schedule | n/a
WallColor-East | bill.east@us.army.mil | 2012-10-26T09:46:00 | Requirement | Space | 1DC5 | DEVOE # 2W18-2 PRARIE BUFF | n/a | n/a | n/a | n/a | Clinic_076-078_Finish Schedule | n/a
WallColor-North | bill.east@us.army.mil | 2012-10-26T09:46:00 | Requirement | Space | 1DC5 | DEVOE # 2W18-2 PRARIE BUFF | n/a | n/a | n/a | n/a | Clinic_076-078_Finish Schedule | n/a
WallColor-South | bill.east@us.army.mil | 2012-10-26T09:46:00 | Requirement | Space | 1DC5 | DEVOE # 2W18-2 PRARIE BUFF | n/a | n/a | n/a | n/a | Clinic_076-078_Finish Schedule | n/a
WallColor-West | bill.east@us.army.mil | 2012-10-26T09:46:00 | Requirement | Space | 1DC5 | DEVOE # 2W18-2 PRARIE BUFF | n/a | n/a | n/a | n/a | Clinic_076-078_Finish Schedule | n/a
WallMaterial-East | bill.east@us.army.mil | 2012-10-26T09:46:00 | Requirement | Space | 1DC5 | GYPSUM WALLBOARD WITH PAINT | n/a | n/a | n/a | n/a | Clinic_076-078_Finish Schedule | n/a
WallMaterial-North | bill.east@us.army.mil | 2012-10-26T09:46:00 | Requirement | Space | 1DC5 | GYPSUM WALLBOARD WITH PAINT | n/a | n/a | n/a | n/a | Clinic_076-078_Finish Schedule | n/a
WallMaterial-South | bill.east@us.army.mil | 2012-10-26T09:46:00 | Requirement | Space | 1DC5 | GYPSUM WALLBOARD WITH PAINT | n/a | n/a | n/a | n/a | Clinic_076-078_Finish Schedule | n/a
WallMaterial-West | bill.east@us.army.mil | 2012-10-26T09:46:00 | Requirement | Space | 1DC5 | GYPSUM WALLBOARD WITH PAINT | n/a | n/a | n/a | n/a | Clinic_076-078_Finish Schedule | n/a
BaseColor | bill.east@us.army.mil | 2012-10-26T09:46:00 | Requirement | Space | 1DC6 | ROPPE - 40 FAWN - 4" HIGH RUBBER COVE BASE | n/a | n/a | n/a | n/a | Clinic_076-078_Finish Schedule | n/a
BaseMaterial | bill.east@us.army.mil | 2012-10-26T09:46:00 | Requirement | Space | 1DC6 | RUBBER BASE | n/a | n/a | n/a | n/a | Clinic_076-078_Finish Schedule | n/a
CeilingColor | bill.east@us.army.mil | 2012-10-26T09:46:00 | Requirement | Space | 1DC6 | ARMSTRONG CEILING TILE - CIRRUS TEGULAR; COLOR: WHITE; SERIES #534 GRID-15/16" EXPOSED TEE GRID SYSTEM-WHITE; SIZE: 2'x2'x3/4" | n/a | n/a | n/a | n/a | Clinic_076-078_Finish Schedule | n/a
CeilingMaterial | bill.east@us.army.mil | 2012-10-26T09:46:00 | Requirement | Space | 1DC6 | ACOUSTICAL CEILING TILE | n/a | n/a | n/a | n/a | Clinic_076-078_Finish Schedule | n/a
FloorColor | bill.east@us.army.mil | 2012-10-26T09:46:00 | Requirement | Space | 1DC6 | INTERFACE - CARIBBEAN #3063 SEA TURTLE | n/a | n/a | n/a | n/a | Clinic_076-078_Finish Schedule | n/a
FloorMaterial | bill.east@us.army.mil | 2012-10-26T09:46:00 | Requirement | Space | 1DC6 | CARPET | n/a | n/a | n/a | n/a | Clinic_076-078_Finish Schedule | n/a
WallColor-East | bill.east@us.army.mil | 2012-10-26T09:46:00 | Requirement | Space | 1DC6 | DEVOE # 2W18-2 PRARIE BUFF | n/a | n/a | n/a | n/a | Clinic_076-078_Finish Schedule | n/a
WallColor-North | bill.east@us.army.mil | 2012-10-26T09:46:00 | Requirement | Space | 1DC6 | DEVOE # 2W18-2 PRARIE BUFF | n/a | n/a | n/a | n/a | Clinic_076-078_Finish Schedule | n/a
WallColor-South | bill.east@us.army.mil | 2012-10-26T09:46:00 | Requirement | Space | 1DC6 | DEVOE # 2C20-4 ROSEMARY GRAY | n/a | n/a | n/a | n/a | Clinic_076-078_Finish Schedule | n/a
WallColor-West | bill.east@us.army.mil | 2012-10-26T09:46:00 | Requirement | Space | 1DC6 | DEVOE # 2W18-2 PRARIE BUFF | n/a | n/a | n/a | n/a | Clinic_076-078_Finish Schedule | n/a
WallMaterial-East | bill.east@us.army.mil | 2012-10-26T09:46:00 | Requirement | Space | 1DC6 | GYPSUM WALLBOARD WITH PAINT | n/a | n/a | n/a | n/a | Clinic_076-078_Finish Schedule | n/a
WallMaterial-North | bill.east@us.army.mil | 2012-10-26T09:46:00 | Requirement | Space | 1DC6 | GYPSUM WALLBOARD WITH PAINT | n/a | n/a | n/a | n/a | Clinic_076-078_Finish Schedule | n/a
WallMaterial-South | bill.east@us.army.mil | 2012-10-26T09:46:00 | Requirement | Space | 1DC6 | GYPSUM WALLBOARD WITH PAINT | n/a | n/a | n/a | n/a | Clinic_076-078_Finish Schedule | n/a
WallMaterial-West | bill.east@us.army.mil | 2012-10-26T09:46:00 | Requirement | Space | 1DC6 | GYPSUM WALLBOARD WITH PAINT | n/a | n/a | n/a | n/a | Clinic_076-078_Finish Schedule | n/a
BaseColor | bill.east@us.army.mil | 2012-10-26T09:46:00 | Requirement | Space | 1DC7 | ROPPE - 40 FAWN - 4" HIGH RUBBER COVE BASE | n/a | n/a | n/a | n/a | Clinic_076-078_Finish Schedule | n/a
BaseMaterial | bill.east@us.army.mil | 2012-10-26T09:46:00 | Requirement | Space | 1DC7 | RUBBER BASE | n/a | n/a | n/a | n/a | Clinic_076-078_Finish Schedule | n/a
CeilingColor | bill.east@us.army.mil | 2012-10-26T09:46:00 | Requirement | Space | 1DC7 | ARMSTRONG CEILING TILE - CIRRUS TEGULAR; COLOR: WHITE; SERIES #534 GRID-15/16" EXPOSED TEE GRID SYSTEM-WHITE; SIZE: 2'x2'x3/4" | n/a | n/a | n/a | n/a | Clinic_076-078_Finish Schedule | n/a
CeilingMaterial | bill.east@us.army.mil | 2012-10-26T09:46:00 | Requirement | Space | 1DC7 | ACOUSTICAL CEILING TILE | n/a | n/a | n/a | n/a | Clinic_076-078_Finish Schedule | n/a
FloorColor | bill.east@us.army.mil | 2012-10-26T09:46:00 | Requirement | Space | 1DC7 | INTERFACE - CARIBBEAN #3063 SEA TURTLE | n/a | n/a | n/a | n/a | Clinic_076-078_Finish Schedule | n/a
FloorMaterial | bill.east@us.army.mil | 2012-10-26T09:46:00 | Requirement | Space | 1DC7 | CARPET | n/a | n/a | n/a | n/a | Clinic_076-078_Finish Schedule | n/a
WallColor-East | bill.east@us.army.mil | 2012-10-26T09:46:00 | Requirement | Space | 1DC7 | DEVOE # 2W18-2 PRARIE BUFF | n/a | n/a | n/a | n/a | Clinic_076-078_Finish Schedule | n/a
WallColor-North | bill.east@us.army.mil | 2012-10-26T09:46:00 | Requirement | Space | 1DC7 | DEVOE # 2W18-2 PRARIE BUFF | n/a | n/a | n/a | n/a | Clinic_076-078_Finish Schedule | n/a
WallColor-South | bill.east@us.army.mil | 2012-10-26T09:46:00 | Requirement | Space | 1DC7 | DEVOE # 2W18-2 PRARIE BUFF | n/a | n/a | n/a | n/a | Clinic_076-078_Finish Schedule | n/a
WallColor-West | bill.east@us.army.mil | 2012-10-26T09:46:00 | Requirement | Space | 1DC7 | DEVOE # 2C20-4 ROSEMARY GRAY | n/a | n/a | n/a | n/a | Clinic_076-078_Finish Schedule | n/a
WallMaterial-East | bill.east@us.army.mil | 2012-10-26T09:46:00 | Requirement | Space | 1DC7 | GYPSUM WALLBOARD WITH PAINT | n/a | n/a | n/a | n/a | Clinic_076-078_Finish Schedule | n/a
WallMaterial-North | bill.east@us.army.mil | 2012-10-26T09:46:00 | Requirement | Space | 1DC7 | GYPSUM WALLBOARD WITH PAINT | n/a | n/a | n/a | n/a | Clinic_076-078_Finish Schedule | n/a
WallMaterial-South | bill.east@us.army.mil | 2012-10-26T09:46:00 | Requirement | Space | 1DC7 | GYPSUM WALLBOARD WITH PAINT | n/a | n/a | n/a | n/a | Clinic_076-078_Finish Schedule | n/a
WallMaterial-West | bill.east@us.army.mil | 2012-10-26T09:46:00 | Requirement | Space | 1DC7 | GYPSUM WALLBOARD WITH PAINT | n/a | n/a | n/a | n/a | Clinic_076-078_Finish Schedule | n/a
BaseColor | bill.east@us.army.mil | 2012-10-26T09:46:00 | Requirement | Space | 1DC8 | ROPPE - 40 FAWN - 4" HIGH RUBBER COVE BASE | n/a | n/a | n/a | n/a | Clinic_076-078_Finish Schedule | n/a
BaseMaterial | bill.east@us.army.mil | 2012-10-26T09:46:00 | Requirement | Space | 1DC8 | RUBBER BASE | n/a | n/a | n/a | n/a | Clinic_076-078_Finish Schedule | n/a
CeilingColor | bill.east@us.army.mil | 2012-10-26T09:46:00 | Requirement | Space | 1DC8 | ARMSTRONG CEILING TILE - CIRRUS TEGULAR; COLOR: WHITE; SERIES #534 GRID-15/16" EXPOSED TEE GRID SYSTEM-WHITE; SIZE: 2'x2'x3/4" | n/a | n/a | n/a | n/a | Clinic_076-078_Finish Schedule | n/a
CeilingMaterial | bill.east@us.army.mil | 2012-10-26T09:46:00 | Requirement | Space | 1DC8 | ACOUSTICAL CEILING TILE | n/a | n/a | n/a | n/a | Clinic_076-078_Finish Schedule | n/a
FloorColor | bill.east@us.army.mil | 2012-10-26T09:46:00 | Requirement | Space | 1DC8 | INTERFACE - CARIBBEAN #3063 SEA TURTLE | n/a | n/a | n/a | n/a | Clinic_076-078_Finish Schedule | n/a
FloorMaterial | bill.east@us.army.mil | 2012-10-26T09:46:00 | Requirement | Space | 1DC8 | CARPET | n/a | n/a | n/a | n/a | Clinic_076-078_Finish Schedule | n/a
WallColor-East | bill.east@us.army.mil | 2012-10-26T09:46:00 | Requirement | Space | 1DC8 | DEVOE # 2W18-2 PRARIE BUFF | n/a | n/a | n/a | n/a | Clinic_076-078_Finish Schedule | n/a
WallColor-North | bill.east@us.army.mil | 2012-10-26T09:46:00 | Requirement | Space | 1DC8 | DEVOE # 2W18-2 PRARIE BUFF | n/a | n/a | n/a | n/a | Clinic_076-078_Finish Schedule | n/a
WallColor-South | bill.east@us.army.mil | 2012-10-26T09:46:00 | Requirement | Space | 1DC8 | DEVOE # 2W18-2 PRARIE BUFF | n/a | n/a | n/a | n/a | Clinic_076-078_Finish Schedule | n/a
WallColor-West | bill.east@us.army.mil | 2012-10-26T09:46:00 | Requirement | Space | 1DC8 | DEVOE # 2W18-2 PRARIE BUFF | n/a | n/a | n/a | n/a | Clinic_076-078_Finish Schedule | n/a
WallMaterial-East | bill.east@us.army.mil | 2012-10-26T09:46:00 | Requirement | Space | 1DC8 | GYPSUM WALLBOARD WITH PAINT | n/a | n/a | n/a | n/a | Clinic_076-078_Finish Schedule | n/a
WallMaterial-North | bill.east@us.army.mil | 2012-10-26T09:46:00 | Requirement | Space | 1DC8 | GYPSUM WALLBOARD WITH PAINT | n/a | n/a | n/a | n/a | Clinic_076-078_Finish Schedule | n/a
WallMaterial-South | bill.east@us.army.mil | 2012-10-26T09:46:00 | Requirement | Space | 1DC8 | GYPSUM WALLBOARD WITH PAINT | n/a | n/a | n/a | n/a | Clinic_076-078_Finish Schedule | n/a
WallMaterial-West | bill.east@us.army.mil | 2012-10-26T09:46:00 | Requirement | Space | 1DC8 | GYPSUM WALLBOARD WITH PAINT | n/a | n/a | n/a | n/a | Clinic_076-078_Finish Schedule | n/a
BaseColor | bill.east@us.army.mil | 2012-10-26T09:46:00 | Requirement | Space | 1E01 | ROPPE - 40 FAWN - 4" HIGH RUBBER COVE BASE | n/a | n/a | n/a | n/a | Clinic_076-078_Finish Schedule | n/a
BaseMaterial | bill.east@us.army.mil | 2012-10-26T09:46:00 | Requirement | Space | 1E01 | RUBBER BASE | n/a | n/a | n/a | n/a | Clinic_076-078_Finish Schedule | n/a
CeilingColor | bill.east@us.army.mil | 2012-10-26T09:46:00 | Requirement | Space | 1E01 | MATCH PT3 - Devoe # 2W19-4 CLAY PEBBLE | n/a | n/a | n/a | n/a | Clinic_076-078_Finish Schedule | n/a
CeilingMaterial | bill.east@us.army.mil | 2012-10-26T09:46:00 | Requirement | Space | 1E01 | GYPSUM WALLBOARD WITH LIQUID GLAZED COATING | n/a | n/a | n/a | n/a | Clinic_076-078_Finish Schedule | n/a
FloorColor | bill.east@us.army.mil | 2012-10-26T09:46:00 | Requirement | Space | 1E01 | VAMERICAN OLEAN #A-55 DOE SIZE: 2"x2" | n/a | n/a | n/a | n/a | Clinic_076-078_Finish Schedule | n/a
FloorMaterial | bill.east@us.army.mil | 2012-10-26T09:46:00 | Requirement | Space | 1E01 | VINYL COMPOSITION TILE | n/a | n/a | n/a | n/a | Clinic_076-078_Finish Schedule | n/a
WallColor-East | bill.east@us.army.mil | 2012-10-26T09:46:00 | Requirement | Space | 1E01 | MATCH PT3 - Devoe # 2W19-4 CLAY PEBBLE | n/a | n/a | n/a | n/a | Clinic_076-078_Finish Schedule | n/a
WallColor-North | bill.east@us.army.mil | 2012-10-26T09:46:00 | Requirement | Space | 1E01 | MATCH PT3 - Devoe # 2W19-4 CLAY PEBBLE | n/a | n/a | n/a | n/a | Clinic_076-078_Finish Schedule | n/a
WallColor-South | bill.east@us.army.mil | 2012-10-26T09:46:00 | Requirement | Space | 1E01 | MATCH PT3 - Devoe # 2W19-4 CLAY PEBBLE | n/a | n/a | n/a | n/a | Clinic_076-078_Finish Schedule | n/a
WallColor-West | bill.east@us.army.mil | 2012-10-26T09:46:00 | Requirement | Space | 1E01 | MATCH PT3 - Devoe # 2W19-4 CLAY PEBBLE | n/a | n/a | n/a | n/a | Clinic_076-078_Finish Schedule | n/a
WallMaterial-East | bill.east@us.army.mil | 2012-10-26T09:46:00 | Requirement | Space | 1E01 | GYPSUM WALLBOARD WITH LIQUID GLAZED COATING | n/a | n/a | n/a | n/a | Clinic_076-078_Finish Schedule | n/a
WallMaterial-North | bill.east@us.army.mil | 2012-10-26T09:46:00 | Requirement | Space | 1E01 | GYPSUM WALLBOARD WITH LIQUID GLAZED COATING | n/a | n/a | n/a | n/a | Clinic_076-078_Finish Schedule | n/a
WallMaterial-South | bill.east@us.army.mil | 2012-10-26T09:46:00 | Requirement | Space | 1E01 | GYPSUM WALLBOARD WITH LIQUID GLAZED COATING | n/a | n/a | n/a | n/a | Clinic_076-078_Finish Schedule | n/a
WallMaterial-West | bill.east@us.army.mil | 2012-10-26T09:46:00 | Requirement | Space | 1E01 | GYPSUM WALLBOARD WITH LIQUID GLAZED COATING | n/a | n/a | n/a | n/a | Clinic_076-078_Finish Schedule | n/a
BaseColor | bill.east@us.army.mil | 2012-10-26T09:46:00 | Requirement | Space | 1E02 | ARMSTRONG - MEDINTECH - #86439 DESERT GOLD | n/a | n/a | n/a | n/a | Clinic_076-078_Finish Schedule | n/a
BaseMaterial | bill.east@us.army.mil | 2012-10-26T09:46:00 | Requirement | Space | 1E02 | INTEGRAL VINYL BASE | n/a | n/a | n/a | n/a | Clinic_076-078_Finish Schedule | n/a
CeilingColor | bill.east@us.army.mil | 2012-10-26T09:46:00 | Requirement | Space | 1E02 | UNFINISHED | n/a | n/a | n/a | n/a | Clinic_076-078_Finish Schedule | n/a
CeilingMaterial | bill.east@us.army.mil | 2012-10-26T09:46:00 | Requirement | Space | 1E02 | CONCRETE | n/a | n/a | n/a | n/a | Clinic_076-078_Finish Schedule | n/a
FloorColor | bill.east@us.army.mil | 2012-10-26T09:46:00 | Requirement | Space | 1E02 | ARMSTRONG - MEDIN TECH - #86439 DESERT GOLD | n/a | n/a | n/a | n/a | Clinic_076-078_Finish Schedule | n/a
FloorMaterial | bill.east@us.army.mil | 2012-10-26T09:46:00 | Requirement | Space | 1E02 | SHEET VINYL | n/a | n/a | n/a | n/a | Clinic_076-078_Finish Schedule | n/a
WallColor-East | bill.east@us.army.mil | 2012-10-26T09:46:00 | Requirement | Space | 1E02 | DEVOE # 2W18-2 PRARIE BUFF | n/a | n/a | n/a | n/a | Clinic_076-078_Finish Schedule | n/a
WallColor-North | bill.east@us.army.mil | 2012-10-26T09:46:00 | Requirement | Space | 1E02 | DEVOE # 2W18-2 PRARIE BUFF | n/a | n/a | n/a | n/a | Clinic_076-078_Finish Schedule | n/a
WallColor-South | bill.east@us.army.mil | 2012-10-26T09:46:00 | Requirement | Space | 1E02 | DEVOE # 2W18-2 PRARIE BUFF | n/a | n/a | n/a | n/a | Clinic_076-078_Finish Schedule | n/a
WallColor-West | bill.east@us.army.mil | 2012-10-26T09:46:00 | Requirement | Space | 1E02 | DEVOE # 2W18-2 PRARIE BUFF | n/a | n/a | n/a | n/a | Clinic_076-078_Finish Schedule | n/a
WallMaterial-East | bill.east@us.army.mil | 2012-10-26T09:46:00 | Requirement | Space | 1E02 | GYPSUM WALLBOARD WITH PAINT | n/a | n/a | n/a | n/a | Clinic_076-078_Finish Schedule | n/a
WallMaterial-North | bill.east@us.army.mil | 2012-10-26T09:46:00 | Requirement | Space | 1E02 | GYPSUM WALLBOARD WITH PAINT | n/a | n/a | n/a | n/a | Clinic_076-078_Finish Schedule | n/a
WallMaterial-South | bill.east@us.army.mil | 2012-10-26T09:46:00 | Requirement | Space | 1E02 | GYPSUM WALLBOARD WITH PAINT | n/a | n/a | n/a | n/a | Clinic_076-078_Finish Schedule | n/a
WallMaterial-West | bill.east@us.army.mil | 2012-10-26T09:46:00 | Requirement | Space | 1E02 | GYPSUM WALLBOARD WITH PAINT | n/a | n/a | n/a | n/a | Clinic_076-078_Finish Schedule | n/a
BaseColor | bill.east@us.army.mil | 2012-10-26T09:46:00 | Requirement | Space | 1E03 | ROPPE - 40 FAWN - 4" HIGH RUBBER COVE BASE | n/a | n/a | n/a | n/a | Clinic_076-078_Finish Schedule | n/a
BaseMaterial | bill.east@us.army.mil | 2012-10-26T09:46:00 | Requirement | Space | 1E03 | RUBBER BASE | n/a | n/a | n/a | n/a | Clinic_076-078_Finish Schedule | n/a
CeilingColor | bill.east@us.army.mil | 2012-10-26T09:46:00 | Requirement | Space | 1E03 | MATCH PT3 - Devoe # 2W19-4 CLAY PEBBLE | n/a | n/a | n/a | n/a | Clinic_076-078_Finish Schedule | n/a
CeilingMaterial | bill.east@us.army.mil | 2012-10-26T09:46:00 | Requirement | Space | 1E03 | GYPSUM WALLBOARD WITH LIQUID GLAZED COATING | n/a | n/a | n/a | n/a | Clinic_076-078_Finish Schedule | n/a
FloorColor | bill.east@us.army.mil | 2012-10-26T09:46:00 | Requirement | Space | 1E03 | VAMERICAN OLEAN #A-55 DOE SIZE: 2"x2" | n/a | n/a | n/a | n/a | Clinic_076-078_Finish Schedule | n/a
FloorMaterial | bill.east@us.army.mil | 2012-10-26T09:46:00 | Requirement | Space | 1E03 | VINYL COMPOSITION TILE | n/a | n/a | n/a | n/a | Clinic_076-078_Finish Schedule | n/a
WallColor-East | bill.east@us.army.mil | 2012-10-26T09:46:00 | Requirement | Space | 1E03 | MATCH PT3 - Devoe # 2W19-4 CLAY PEBBLE | n/a | n/a | n/a | n/a | Clinic_076-078_Finish Schedule | n/a
WallColor-North | bill.east@us.army.mil | 2012-10-26T09:46:00 | Requirement | Space | 1E03 | MATCH PT3 - Devoe # 2W19-4 CLAY PEBBLE | n/a | n/a | n/a | n/a | Clinic_076-078_Finish Schedule | n/a
WallColor-South | bill.east@us.army.mil | 2012-10-26T09:46:00 | Requirement | Space | 1E03 | MATCH PT3 - Devoe # 2W19-4 CLAY PEBBLE | n/a | n/a | n/a | n/a | Clinic_076-078_Finish Schedule | n/a
WallColor-West | bill.east@us.army.mil | 2012-10-26T09:46:00 | Requirement | Space | 1E03 | MATCH PT3 - Devoe # 2W19-4 CLAY PEBBLE | n/a | n/a | n/a | n/a | Clinic_076-078_Finish Schedule | n/a
WallMaterial-East | bill.east@us.army.mil | 2012-10-26T09:46:00 | Requirement | Space | 1E03 | GYPSUM WALLBOARD WITH LIQUID GLAZED COATING | n/a | n/a | n/a | n/a | Clinic_076-078_Finish Schedule | n/a
WallMaterial-North | bill.east@us.army.mil | 2012-10-26T09:46:00 | Requirement | Space | 1E03 | GYPSUM WALLBOARD WITH LIQUID GLAZED COATING | n/a | n/a | n/a | n/a | Clinic_076-078_Finish Schedule | n/a
WallMaterial-South | bill.east@us.army.mil | 2012-10-26T09:46:00 | Requirement | Space | 1E03 | GYPSUM WALLBOARD WITH LIQUID GLAZED COATING | n/a | n/a | n/a | n/a | Clinic_076-078_Finish Schedule | n/a
WallMaterial-West | bill.east@us.army.mil | 2012-10-26T09:46:00 | Requirement | Space | 1E03 | GYPSUM WALLBOARD WITH LIQUID GLAZED COATING | n/a | n/a | n/a | n/a | Clinic_076-078_Finish Schedule | n/a
BaseColor | bill.east@us.army.mil | 2012-10-26T09:46:00 | Requirement | Space | 1E04 | ROPPE - 40 FAWN - 4" HIGH RUBBER COVE BASE | n/a | n/a | n/a | n/a | Clinic_076-078_Finish Schedule | n/a
BaseMaterial | bill.east@us.army.mil | 2012-10-26T09:46:00 | Requirement | Space | 1E04 | RUBBER BASE | n/a | n/a | n/a | n/a | Clinic_076-078_Finish Schedule | n/a
CeilingColor | bill.east@us.army.mil | 2012-10-26T09:46:00 | Requirement | Space | 1E04 | ARMSTRONG CEILING TILE - CIRRUS TEGULAR; COLOR: WHITE; SERIES #534 GRID-15/16" EXPOSED TEE GRID SYSTEM-WHITE; SIZE: 2'x2'x3/4" | n/a | n/a | n/a | n/a | Clinic_076-078_Finish Schedule | n/a
CeilingMaterial | bill.east@us.army.mil | 2012-10-26T09:46:00 | Requirement | Space | 1E04 | ACOUSTICAL CEILING TILE | n/a | n/a | n/a | n/a | Clinic_076-078_Finish Schedule | n/a
FloorColor | bill.east@us.army.mil | 2012-10-26T09:46:00 | Requirement | Space | 1E04 | VAMERICAN OLEAN #A-55 DOE SIZE: 2"x2",2 | n/a | n/a | n/a | n/a | Clinic_076-078_Finish Schedule | n/a
FloorMaterial | bill.east@us.army.mil | 2012-10-26T09:46:00 | Requirement | Space | 1E04 | VINYL COMPOSITION TILE | n/a | n/a | n/a | n/a | Clinic_076-078_Finish Schedule | n/a
WallColor-East | bill.east@us.army.mil | 2012-10-26T09:46:00 | Requirement | Space | 1E04 | DEVOE # 2C20-4 ROSEMARY GRAY | n/a | n/a | n/a | n/a | Clinic_076-078_Finish Schedule | n/a
WallColor-North | bill.east@us.army.mil | 2012-10-26T09:46:00 | Requirement | Space | 1E04 | DEVOE # 2W18-2 PRARIE BUFF | n/a | n/a | n/a | n/a | Clinic_076-078_Finish Schedule | n/a
WallColor-South | bill.east@us.army.mil | 2012-10-26T09:46:00 | Requirement | Space | 1E04 | DEVOE # 2W18-2 PRARIE BUFF | n/a | n/a | n/a | n/a | Clinic_076-078_Finish Schedule | n/a
WallColor-West | bill.east@us.army.mil | 2012-10-26T09:46:00 | Requirement | Space | 1E04 | DEVOE # 2W18-2 PRARIE BUFF | n/a | n/a | n/a | n/a | Clinic_076-078_Finish Schedule | n/a
WallMaterial-East | bill.east@us.army.mil | 2012-10-26T09:46:00 | Requirement | Space | 1E04 | GYPSUM WALLBOARD WITH PAINT | n/a | n/a | n/a | n/a | Clinic_076-078_Finish Schedule | n/a
WallMaterial-North | bill.east@us.army.mil | 2012-10-26T09:46:00 | Requirement | Space | 1E04 | GYPSUM WALLBOARD WITH PAINT | n/a | n/a | n/a | n/a | Clinic_076-078_Finish Schedule | n/a
WallMaterial-South | bill.east@us.army.mil | 2012-10-26T09:46:00 | Requirement | Space | 1E04 | GYPSUM WALLBOARD WITH PAINT | n/a | n/a | n/a | n/a | Clinic_076-078_Finish Schedule | n/a
WallMaterial-West | bill.east@us.army.mil | 2012-10-26T09:46:00 | Requirement | Space | 1E04 | GYPSUM WALLBOARD WITH PAINT | n/a | n/a | n/a | n/a | Clinic_076-078_Finish Schedule | n/a
BaseColor | bill.east@us.army.mil | 2012-10-26T09:46:00 | Requirement | Space | 1E05 | ROPPE - 40 FAWN - 4" HIGH RUBBER COVE BASE | n/a | n/a | n/a | n/a | Clinic_076-078_Finish Schedule | n/a
BaseMaterial | bill.east@us.army.mil | 2012-10-26T09:46:00 | Requirement | Space | 1E05 | RUBBER BASE | n/a | n/a | n/a | n/a | Clinic_076-078_Finish Schedule | n/a
CeilingColor | bill.east@us.army.mil | 2012-10-26T09:46:00 | Requirement | Space | 1E05 | ARMSTRONG CEILING TILE - CIRRUS TEGULAR; COLOR: WHITE; SERIES #534 GRID-15/16" EXPOSED TEE GRID SYSTEM-WHITE; SIZE: 2'x2'x3/4" | n/a | n/a | n/a | n/a | Clinic_076-078_Finish Schedule | n/a
CeilingMaterial | bill.east@us.army.mil | 2012-10-26T09:46:00 | Requirement | Space | 1E05 | ACOUSTICAL CEILING TILE | n/a | n/a | n/a | n/a | Clinic_076-078_Finish Schedule | n/a
FloorColor | bill.east@us.army.mil | 2012-10-26T09:46:00 | Requirement | Space | 1E05 | INTERFACE - CARIBBEAN #3080 ANTIQUA | n/a | n/a | n/a | n/a | Clinic_076-078_Finish Schedule | n/a
FloorMaterial | bill.east@us.army.mil | 2012-10-26T09:46:00 | Requirement | Space | 1E05 | CARPET | n/a | n/a | n/a | n/a | Clinic_076-078_Finish Schedule | n/a
WallColor-East | bill.east@us.army.mil | 2012-10-26T09:46:00 | Requirement | Space | 1E05 | DEVOE # 2W18-2 PRARIE BUFF | n/a | n/a | n/a | n/a | Clinic_076-078_Finish Schedule | n/a
WallColor-North | bill.east@us.army.mil | 2012-10-26T09:46:00 | Requirement | Space | 1E05 | DEVOE # 2W18-2 PRARIE BUFF | n/a | n/a | n/a | n/a | Clinic_076-078_Finish Schedule | n/a
WallColor-South | bill.east@us.army.mil | 2012-10-26T09:46:00 | Requirement | Space | 1E05 | DEVOE # 2W18-2 PRARIE BUFF | n/a | n/a | n/a | n/a | Clinic_076-078_Finish Schedule | n/a
WallColor-West | bill.east@us.army.mil | 2012-10-26T09:46:00 | Requirement | Space | 1E05 | DEVOE # 2W18-2 PRARIE BUFF | n/a | n/a | n/a | n/a | Clinic_076-078_Finish Schedule | n/a
WallMaterial-East | bill.east@us.army.mil | 2012-10-26T09:46:00 | Requirement | Space | 1E05 | GYPSUM WALLBOARD WITH PAINT | n/a | n/a | n/a | n/a | Clinic_076-078_Finish Schedule | n/a
WallMaterial-North | bill.east@us.army.mil | 2012-10-26T09:46:00 | Requirement | Space | 1E05 | GYPSUM WALLBOARD WITH PAINT | n/a | n/a | n/a | n/a | Clinic_076-078_Finish Schedule | n/a
WallMaterial-South | bill.east@us.army.mil | 2012-10-26T09:46:00 | Requirement | Space | 1E05 | GYPSUM WALLBOARD WITH PAINT | n/a | n/a | n/a | n/a | Clinic_076-078_Finish Schedule | n/a
WallMaterial-West | bill.east@us.army.mil | 2012-10-26T09:46:00 | Requirement | Space | 1E05 | GYPSUM WALLBOARD WITH PAINT | n/a | n/a | n/a | n/a | Clinic_076-078_Finish Schedule | n/a
BaseColor | bill.east@us.army.mil | 2012-10-26T09:46:00 | Requirement | Space | 1E06 | ROPPE - 40 FAWN - 4" HIGH RUBBER COVE BASE | n/a | n/a | n/a | n/a | Clinic_076-078_Finish Schedule | n/a
BaseMaterial | bill.east@us.army.mil | 2012-10-26T09:46:00 | Requirement | Space | 1E06 | RUBBER BASE | n/a | n/a | n/a | n/a | Clinic_076-078_Finish Schedule | n/a
CeilingColor | bill.east@us.army.mil | 2012-10-26T09:46:00 | Requirement | Space | 1E06 | ARMSTRONG CEILING TILE - CIRRUS TEGULAR; COLOR: WHITE; SERIES #534 GRID-15/16" EXPOSED TEE GRID SYSTEM-WHITE; SIZE: 2'x2'x3/4" | n/a | n/a | n/a | n/a | Clinic_076-078_Finish Schedule | n/a
CeilingMaterial | bill.east@us.army.mil | 2012-10-26T09:46:00 | Requirement | Space | 1E06 | ACOUSTICAL CEILING TILE | n/a | n/a | n/a | n/a | Clinic_076-078_Finish Schedule | n/a
FloorColor | bill.east@us.army.mil | 2012-10-26T09:46:00 | Requirement | Space | 1E06 | INTERFACE - CARIBBEAN #3080 ANTIQUA | n/a | n/a | n/a | n/a | Clinic_076-078_Finish Schedule | n/a
FloorMaterial | bill.east@us.army.mil | 2012-10-26T09:46:00 | Requirement | Space | 1E06 | CARPET | n/a | n/a | n/a | n/a | Clinic_076-078_Finish Schedule | n/a
WallColor-East | bill.east@us.army.mil | 2012-10-26T09:46:00 | Requirement | Space | 1E06 | DEVOE # 2W18-2 PRARIE BUFF | n/a | n/a | n/a | n/a | Clinic_076-078_Finish Schedule | n/a
WallColor-North | bill.east@us.army.mil | 2012-10-26T09:46:00 | Requirement | Space | 1E06 | DEVOE # 2W18-2 PRARIE BUFF | n/a | n/a | n/a | n/a | Clinic_076-078_Finish Schedule | n/a
WallColor-South | bill.east@us.army.mil | 2012-10-26T09:46:00 | Requirement | Space | 1E06 | DEVOE # 2W18-2 PRARIE BUFF | n/a | n/a | n/a | n/a | Clinic_076-078_Finish Schedule | n/a
WallColor-West | bill.east@us.army.mil | 2012-10-26T09:46:00 | Requirement | Space | 1E06 | DEVOE # 2W18-2 PRARIE BUFF | n/a | n/a | n/a | n/a | Clinic_076-078_Finish Schedule | n/a
WallMaterial-East | bill.east@us.army.mil | 2012-10-26T09:46:00 | Requirement | Space | 1E06 | GYPSUM WALLBOARD WITH PAINT | n/a | n/a | n/a | n/a | Clinic_076-078_Finish Schedule | n/a
WallMaterial-North | bill.east@us.army.mil | 2012-10-26T09:46:00 | Requirement | Space | 1E06 | GYPSUM WALLBOARD WITH PAINT | n/a | n/a | n/a | n/a | Clinic_076-078_Finish Schedule | n/a
WallMaterial-South | bill.east@us.army.mil | 2012-10-26T09:46:00 | Requirement | Space | 1E06 | GYPSUM WALLBOARD WITH PAINT | n/a | n/a | n/a | n/a | Clinic_076-078_Finish Schedule | n/a
WallMaterial-West | bill.east@us.army.mil | 2012-10-26T09:46:00 | Requirement | Space | 1E06 | GYPSUM WALLBOARD WITH PAINT | n/a | n/a | n/a | n/a | Clinic_076-078_Finish Schedule | n/a
BaseColor | bill.east@us.army.mil | 2012-10-26T09:46:00 | Requirement | Space | 1E07 | ROPPE - 40 FAWN - 4" HIGH RUBBER COVE BASE | n/a | n/a | n/a | n/a | Clinic_076-078_Finish Schedule | n/a
BaseMaterial | bill.east@us.army.mil | 2012-10-26T09:46:00 | Requirement | Space | 1E07 | RUBBER BASE | n/a | n/a | n/a | n/a | Clinic_076-078_Finish Schedule | n/a
CeilingColor | bill.east@us.army.mil | 2012-10-26T09:46:00 | Requirement | Space | 1E07 | ARMSTRONG CEILING TILE - CIRRUS TEGULAR; COLOR: WHITE; SERIES #534 GRID-15/16" EXPOSED TEE GRID SYSTEM-WHITE; SIZE: 2'x2'x3/4" | n/a | n/a | n/a | n/a | Clinic_076-078_Finish Schedule | n/a
CeilingMaterial | bill.east@us.army.mil | 2012-10-26T09:46:00 | Requirement | Space | 1E07 | ACOUSTICAL CEILING TILE | n/a | n/a | n/a | n/a | Clinic_076-078_Finish Schedule | n/a
FloorColor | bill.east@us.army.mil | 2012-10-26T09:46:00 | Requirement | Space | 1E07 | INTERFACE - CARIBBEAN #3080 ANTIQUA | n/a | n/a | n/a | n/a | Clinic_076-078_Finish Schedule | n/a
FloorMaterial | bill.east@us.army.mil | 2012-10-26T09:46:00 | Requirement | Space | 1E07 | CARPET | n/a | n/a | n/a | n/a | Clinic_076-078_Finish Schedule | n/a
WallColor-East | bill.east@us.army.mil | 2012-10-26T09:46:00 | Requirement | Space | 1E07 | DEVOE # 2W18-2 PRARIE BUFF | n/a | n/a | n/a | n/a | Clinic_076-078_Finish Schedule | n/a
WallColor-North | bill.east@us.army.mil | 2012-10-26T09:46:00 | Requirement | Space | 1E07 | DEVOE # 2W18-2 PRARIE BUFF | n/a | n/a | n/a | n/a | Clinic_076-078_Finish Schedule | n/a
WallColor-South | bill.east@us.army.mil | 2012-10-26T09:46:00 | Requirement | Space | 1E07 | DEVOE # 2W18-2 PRARIE BUFF | n/a | n/a | n/a | n/a | Clinic_076-078_Finish Schedule | n/a
WallColor-West | bill.east@us.army.mil | 2012-10-26T09:46:00 | Requirement | Space | 1E07 | DEVOE # 2W18-2 PRARIE BUFF | n/a | n/a | n/a | n/a | Clinic_076-078_Finish Schedule | n/a
WallMaterial-East | bill.east@us.army.mil | 2012-10-26T09:46:00 | Requirement | Space | 1E07 | GYPSUM WALLBOARD WITH PAINT | n/a | n/a | n/a | n/a | Clinic_076-078_Finish Schedule | n/a
WallMaterial-North | bill.east@us.army.mil | 2012-10-26T09:46:00 | Requirement | Space | 1E07 | GYPSUM WALLBOARD WITH PAINT | n/a | n/a | n/a | n/a | Clinic_076-078_Finish Schedule | n/a
WallMaterial-South | bill.east@us.army.mil | 2012-10-26T09:46:00 | Requirement | Space | 1E07 | GYPSUM WALLBOARD WITH PAINT | n/a | n/a | n/a | n/a | Clinic_076-078_Finish Schedule | n/a
WallMaterial-West | bill.east@us.army.mil | 2012-10-26T09:46:00 | Requirement | Space | 1E07 | GYPSUM WALLBOARD WITH PAINT | n/a | n/a | n/a | n/a | Clinic_076-078_Finish Schedule | n/a
BaseColor | bill.east@us.army.mil | 2012-10-26T09:46:00 | Requirement | Space | 1E08 | ROPPE - 40 FAWN - 4" HIGH RUBBER COVE BASE | n/a | n/a | n/a | n/a | Clinic_076-078_Finish Schedule | n/a
BaseMaterial | bill.east@us.army.mil | 2012-10-26T09:46:00 | Requirement | Space | 1E08 | RUBBER BASE | n/a | n/a | n/a | n/a | Clinic_076-078_Finish Schedule | n/a
CeilingColor | bill.east@us.army.mil | 2012-10-26T09:46:00 | Requirement | Space | 1E08 | ARMSTRONG CEILING TILE - CIRRUS TEGULAR; COLOR: WHITE; SERIES #534 GRID-15/16" EXPOSED TEE GRID SYSTEM-WHITE; SIZE: 2'x2'x3/4" | n/a | n/a | n/a | n/a | Clinic_076-078_Finish Schedule | n/a
CeilingMaterial | bill.east@us.army.mil | 2012-10-26T09:46:00 | Requirement | Space | 1E08 | ACOUSTICAL CEILING TILE | n/a | n/a | n/a | n/a | Clinic_076-078_Finish Schedule | n/a
FloorColor | bill.east@us.army.mil | 2012-10-26T09:46:00 | Requirement | Space | 1E08 | INTERFACE - CARIBBEAN #3080 ANTIQUA | n/a | n/a | n/a | n/a | Clinic_076-078_Finish Schedule | n/a
FloorMaterial | bill.east@us.army.mil | 2012-10-26T09:46:00 | Requirement | Space | 1E08 | CARPET | n/a | n/a | n/a | n/a | Clinic_076-078_Finish Schedule | n/a
WallColor-East | bill.east@us.army.mil | 2012-10-26T09:46:00 | Requirement | Space | 1E08 | DEVOE # 2W18-2 PRARIE BUFF | n/a | n/a | n/a | n/a | Clinic_076-078_Finish Schedule | n/a
WallColor-North | bill.east@us.army.mil | 2012-10-26T09:46:00 | Requirement | Space | 1E08 | DEVOE # 2W18-2 PRARIE BUFF | n/a | n/a | n/a | n/a | Clinic_076-078_Finish Schedule | n/a
WallColor-South | bill.east@us.army.mil | 2012-10-26T09:46:00 | Requirement | Space | 1E08 | DEVOE # 2W18-2 PRARIE BUFF | n/a | n/a | n/a | n/a | Clinic_076-078_Finish Schedule | n/a
WallColor-West | bill.east@us.army.mil | 2012-10-26T09:46:00 | Requirement | Space | 1E08 | DEVOE # 2W18-2 PRARIE BUFF | n/a | n/a | n/a | n/a | Clinic_076-078_Finish Schedule | n/a
WallMaterial-East | bill.east@us.army.mil | 2012-10-26T09:46:00 | Requirement | Space | 1E08 | GYPSUM WALLBOARD WITH PAINT | n/a | n/a | n/a | n/a | Clinic_076-078_Finish Schedule | n/a
WallMaterial-North | bill.east@us.army.mil | 2012-10-26T09:46:00 | Requirement | Space | 1E08 | GYPSUM WALLBOARD WITH PAINT | n/a | n/a | n/a | n/a | Clinic_076-078_Finish Schedule | n/a
WallMaterial-South | bill.east@us.army.mil | 2012-10-26T09:46:00 | Requirement | Space | 1E08 | GYPSUM WALLBOARD WITH PAINT | n/a | n/a | n/a | n/a | Clinic_076-078_Finish Schedule | n/a
WallMaterial-West | bill.east@us.army.mil | 2012-10-26T09:46:00 | Requirement | Space | 1E08 | GYPSUM WALLBOARD WITH PAINT | n/a | n/a | n/a | n/a | Clinic_076-078_Finish Schedule | n/a
BaseColor | bill.east@us.army.mil | 2012-10-26T09:46:00 | Requirement | Space | 1E09 | DAL - TILE - #D-1452 CYPRESS - SIZE 4"X 4" | n/a | n/a | n/a | n/a | Clinic_076-078_Finish Schedule | n/a
BaseMaterial | bill.east@us.army.mil | 2012-10-26T09:46:00 | Requirement | Space | 1E09 | MAT GLAZED TILE | n/a | n/a | n/a | n/a | Clinic_076-078_Finish Schedule | n/a
CeilingColor | bill.east@us.army.mil | 2012-10-26T09:46:00 | Requirement | Space | 1E09 | ARMSTRONG - PREMIUM EXCELON - #52153 WARM GREEN | n/a | n/a | n/a | n/a | Clinic_076-078_Finish Schedule | n/a
CeilingMaterial | bill.east@us.army.mil | 2012-10-26T09:46:00 | Requirement | Space | 1E09 | ACOUSTICAL CEILING TILE | n/a | n/a | n/a | n/a | Clinic_076-078_Finish Schedule | n/a
FloorColor | bill.east@us.army.mil | 2012-10-26T09:46:00 | Requirement | Space | 1E09 | AMERICAN OLEAN #A-55 DOE SIZE: 2"x2" | n/a | n/a | n/a | n/a | Clinic_076-078_Finish Schedule | n/a
FloorMaterial | bill.east@us.army.mil | 2012-10-26T09:46:00 | Requirement | Space | 1E09 | CERAMIC TILE | n/a | n/a | n/a | n/a | Clinic_076-078_Finish Schedule | n/a
WallColor-East | bill.east@us.army.mil | 2012-10-26T09:46:00 | Requirement | Space | 1E09 | DAL - TILE - #D-1452 CYPRESS - SIZE 4"X 4" | n/a | n/a | n/a | n/a | Clinic_076-078_Finish Schedule | n/a
WallColor-North | bill.east@us.army.mil | 2012-10-26T09:46:00 | Requirement | Space | 1E09 | DAL - TILE - #D-1452 CYPRESS - SIZE 4"X 4" | n/a | n/a | n/a | n/a | Clinic_076-078_Finish Schedule | n/a
WallColor-South | bill.east@us.army.mil | 2012-10-26T09:46:00 | Requirement | Space | 1E09 | DAL - TILE - #D-1452 CYPRESS - SIZE 4"X 4" | n/a | n/a | n/a | n/a | Clinic_076-078_Finish Schedule | n/a
WallColor-West | bill.east@us.army.mil | 2012-10-26T09:46:00 | Requirement | Space | 1E09 | DAL - TILE - #D-1452 CYPRESS - SIZE 4"X 4" | n/a | n/a | n/a | n/a | Clinic_076-078_Finish Schedule | n/a
WallMaterial-East | bill.east@us.army.mil | 2012-10-26T09:46:00 | Requirement | Space | 1E09 | MAT GLAZED TILE | n/a | n/a | n/a | n/a | Clinic_076-078_Finish Schedule | n/a
WallMaterial-North | bill.east@us.army.mil | 2012-10-26T09:46:00 | Requirement | Space | 1E09 | MAT GLAZED TILE | n/a | n/a | n/a | n/a | Clinic_076-078_Finish Schedule | n/a
WallMaterial-South | bill.east@us.army.mil | 2012-10-26T09:46:00 | Requirement | Space | 1E09 | MAT GLAZED TILE | n/a | n/a | n/a | n/a | Clinic_076-078_Finish Schedule | n/a
WallMaterial-West | bill.east@us.army.mil | 2012-10-26T09:46:00 | Requirement | Space | 1E09 | MAT GLAZED TILE | n/a | n/a | n/a | n/a | Clinic_076-078_Finish Schedule | n/a
BaseColor | bill.east@us.army.mil | 2012-10-26T09:46:00 | Requirement | Space | 1E10 | DAL - TILE - #D-1452 CYPRESS - SIZE 4"X 4" | n/a | n/a | n/a | n/a | Clinic_076-078_Finish Schedule | n/a
BaseMaterial | bill.east@us.army.mil | 2012-10-26T09:46:00 | Requirement | Space | 1E10 | MAT GLAZED TILE | n/a | n/a | n/a | n/a | Clinic_076-078_Finish Schedule | n/a
CeilingColor | bill.east@us.army.mil | 2012-10-26T09:46:00 | Requirement | Space | 1E10 | ARMSTRONG - PREMIUM EXCELON - #52153 WARM GREEN | n/a | n/a | n/a | n/a | Clinic_076-078_Finish Schedule | n/a
CeilingMaterial | bill.east@us.army.mil | 2012-10-26T09:46:00 | Requirement | Space | 1E10 | ACOUSTICAL CEILING TILE | n/a | n/a | n/a | n/a | Clinic_076-078_Finish Schedule | n/a
FloorColor | bill.east@us.army.mil | 2012-10-26T09:46:00 | Requirement | Space | 1E10 | AMERICAN OLEAN #A-55 DOE SIZE: 2"x2" | n/a | n/a | n/a | n/a | Clinic_076-078_Finish Schedule | n/a
FloorMaterial | bill.east@us.army.mil | 2012-10-26T09:46:00 | Requirement | Space | 1E10 | CERAMIC TILE | n/a | n/a | n/a | n/a | Clinic_076-078_Finish Schedule | n/a
WallColor-East | bill.east@us.army.mil | 2012-10-26T09:46:00 | Requirement | Space | 1E10 | DAL - TILE - #D-1452 CYPRESS - SIZE 4"X 4" | n/a | n/a | n/a | n/a | Clinic_076-078_Finish Schedule | n/a
WallColor-North | bill.east@us.army.mil | 2012-10-26T09:46:00 | Requirement | Space | 1E10 | DAL - TILE - #D-1452 CYPRESS - SIZE 4"X 4" | n/a | n/a | n/a | n/a | Clinic_076-078_Finish Schedule | n/a
WallColor-South | bill.east@us.army.mil | 2012-10-26T09:46:00 | Requirement | Space | 1E10 | DAL - TILE - #D-1452 CYPRESS - SIZE 4"X 4" | n/a | n/a | n/a | n/a | Clinic_076-078_Finish Schedule | n/a
WallColor-West | bill.east@us.army.mil | 2012-10-26T09:46:00 | Requirement | Space | 1E10 | DAL - TILE - #D-1452 CYPRESS - SIZE 4"X 4" | n/a | n/a | n/a | n/a | Clinic_076-078_Finish Schedule | n/a
WallMaterial-East | bill.east@us.army.mil | 2012-10-26T09:46:00 | Requirement | Space | 1E10 | MAT GLAZED TILE | n/a | n/a | n/a | n/a | Clinic_076-078_Finish Schedule | n/a
WallMaterial-North | bill.east@us.army.mil | 2012-10-26T09:46:00 | Requirement | Space | 1E10 | MAT GLAZED TILE | n/a | n/a | n/a | n/a | Clinic_076-078_Finish Schedule | n/a
WallMaterial-South | bill.east@us.army.mil | 2012-10-26T09:46:00 | Requirement | Space | 1E10 | MAT GLAZED TILE | n/a | n/a | n/a | n/a | Clinic_076-078_Finish Schedule | n/a
WallMaterial-West | bill.east@us.army.mil | 2012-10-26T09:46:00 | Requirement | Space | 1E10 | MAT GLAZED TILE | n/a | n/a | n/a | n/a | Clinic_076-078_Finish Schedule | n/a
BaseColor | bill.east@us.army.mil | 2012-10-26T09:46:00 | Requirement | Space | 1E11 | ROPPE - 40 FAWN - 4" HIGH RUBBER COVE BASE | n/a | n/a | n/a | n/a | Clinic_076-078_Finish Schedule | n/a
BaseMaterial | bill.east@us.army.mil | 2012-10-26T09:46:00 | Requirement | Space | 1E11 | RUBBER BASE | n/a | n/a | n/a | n/a | Clinic_076-078_Finish Schedule | n/a
CeilingColor | bill.east@us.army.mil | 2012-10-26T09:46:00 | Requirement | Space | 1E11 | ARMSTRONG CEILING TILE - CIRRUS TEGULAR; COLOR: WHITE; SERIES #534 GRID-15/16" EXPOSED TEE GRID SYSTEM-WHITE; SIZE: 2'x2'x3/4" | n/a | n/a | n/a | n/a | Clinic_076-078_Finish Schedule | n/a
CeilingMaterial | bill.east@us.army.mil | 2012-10-26T09:46:00 | Requirement | Space | 1E11 | ACOUSTICAL CEILING TILE | n/a | n/a | n/a | n/a | Clinic_076-078_Finish Schedule | n/a
FloorColor | bill.east@us.army.mil | 2012-10-26T09:46:00 | Requirement | Space | 1E11 | VAMERICAN OLEAN #A-55 DOE SIZE: 2"x2",2 | n/a | n/a | n/a | n/a | Clinic_076-078_Finish Schedule | n/a
FloorMaterial | bill.east@us.army.mil | 2012-10-26T09:46:00 | Requirement | Space | 1E11 | VINYL COMPOSITION TILE | n/a | n/a | n/a | n/a | Clinic_076-078_Finish Schedule | n/a
WallColor-East | bill.east@us.army.mil | 2012-10-26T09:46:00 | Requirement | Space | 1E11 | DEVOE # 2C20-4 ROSEMARY GRAY | n/a | n/a | n/a | n/a | Clinic_076-078_Finish Schedule | n/a
WallColor-North | bill.east@us.army.mil | 2012-10-26T09:46:00 | Requirement | Space | 1E11 | DEVOE # 2W18-2 PRARIE BUFF | n/a | n/a | n/a | n/a | Clinic_076-078_Finish Schedule | n/a
WallColor-South | bill.east@us.army.mil | 2012-10-26T09:46:00 | Requirement | Space | 1E11 | DEVOE # 2W18-2 PRARIE BUFF | n/a | n/a | n/a | n/a | Clinic_076-078_Finish Schedule | n/a
WallColor-West | bill.east@us.army.mil | 2012-10-26T09:46:00 | Requirement | Space | 1E11 | DEVOE # 2W18-2 PRARIE BUFF | n/a | n/a | n/a | n/a | Clinic_076-078_Finish Schedule | n/a
WallMaterial-East | bill.east@us.army.mil | 2012-10-26T09:46:00 | Requirement | Space | 1E11 | GYPSUM WALLBOARD WITH PAINT | n/a | n/a | n/a | n/a | Clinic_076-078_Finish Schedule | n/a
WallMaterial-North | bill.east@us.army.mil | 2012-10-26T09:46:00 | Requirement | Space | 1E11 | GYPSUM WALLBOARD WITH PAINT | n/a | n/a | n/a | n/a | Clinic_076-078_Finish Schedule | n/a
WallMaterial-South | bill.east@us.army.mil | 2012-10-26T09:46:00 | Requirement | Space | 1E11 | GYPSUM WALLBOARD WITH PAINT | n/a | n/a | n/a | n/a | Clinic_076-078_Finish Schedule | n/a
WallMaterial-West | bill.east@us.army.mil | 2012-10-26T09:46:00 | Requirement | Space | 1E11 | GYPSUM WALLBOARD WITH PAINT | n/a | n/a | n/a | n/a | Clinic_076-078_Finish Schedule | n/a
BaseColor | bill.east@us.army.mil | 2012-10-26T09:46:00 | Requirement | Space | 1E12 | ARMSTRONG - MEDINTECH - #86439 DESERT GOLD | n/a | n/a | n/a | n/a | Clinic_076-078_Finish Schedule | n/a
BaseMaterial | bill.east@us.army.mil | 2012-10-26T09:46:00 | Requirement | Space | 1E12 | INTEGRAL VINYL BASE | n/a | n/a | n/a | n/a | Clinic_076-078_Finish Schedule | n/a
CeilingColor | bill.east@us.army.mil | 2012-10-26T09:46:00 | Requirement | Space | 1E12 | ARMSTRONG CEILING TILE - FINE FISSURED DURATEX; COLOR: WHITE; SERIES #1870; GRID 15/16" EXPOSED TEE GRID SYSTEM-WHITE; SIZE: 2'x2' | n/a | n/a | n/a | n/a | Clinic_076-078_Finish Schedule | n/a
CeilingMaterial | bill.east@us.army.mil | 2012-10-26T09:46:00 | Requirement | Space | 1E12 | ACOUSTICAL CEILING TILE | n/a | n/a | n/a | n/a | Clinic_076-078_Finish Schedule | n/a
FloorColor | bill.east@us.army.mil | 2012-10-26T09:46:00 | Requirement | Space | 1E12 | ARMSTRONG - MEDIN TECH - #86439 DESERT GOLD | n/a | n/a | n/a | n/a | Clinic_076-078_Finish Schedule | n/a
FloorMaterial | bill.east@us.army.mil | 2012-10-26T09:46:00 | Requirement | Space | 1E12 | SHEET VINYL | n/a | n/a | n/a | n/a | Clinic_076-078_Finish Schedule | n/a
WallColor-East | bill.east@us.army.mil | 2012-10-26T09:46:00 | Requirement | Space | 1E12 | MATCH PT3 - Devoe # 2W19-4 CLAY PEBBLE | n/a | n/a | n/a | n/a | Clinic_076-078_Finish Schedule | n/a
WallColor-North | bill.east@us.army.mil | 2012-10-26T09:46:00 | Requirement | Space | 1E12 | MATCH PT3 - Devoe # 2W19-4 CLAY PEBBLE | n/a | n/a | n/a | n/a | Clinic_076-078_Finish Schedule | n/a
WallColor-South | bill.east@us.army.mil | 2012-10-26T09:46:00 | Requirement | Space | 1E12 | MATCH PT3 - Devoe # 2W19-4 CLAY PEBBLE | n/a | n/a | n/a | n/a | Clinic_076-078_Finish Schedule | n/a
WallColor-West | bill.east@us.army.mil | 2012-10-26T09:46:00 | Requirement | Space | 1E12 | MATCH PT3 - Devoe # 2W19-4 CLAY PEBBLE | n/a | n/a | n/a | n/a | Clinic_076-078_Finish Schedule | n/a
WallMaterial-East | bill.east@us.army.mil | 2012-10-26T09:46:00 | Requirement | Space | 1E12 | GYPSUM WALLBOARD WITH LIQUID GLAZED COATING | n/a | n/a | n/a | n/a | Clinic_076-078_Finish Schedule | n/a
WallMaterial-North | bill.east@us.army.mil | 2012-10-26T09:46:00 | Requirement | Space | 1E12 | GYPSUM WALLBOARD WITH LIQUID GLAZED COATING | n/a | n/a | n/a | n/a | Clinic_076-078_Finish Schedule | n/a
WallMaterial-South | bill.east@us.army.mil | 2012-10-26T09:46:00 | Requirement | Space | 1E12 | GYPSUM WALLBOARD WITH LIQUID GLAZED COATING | n/a | n/a | n/a | n/a | Clinic_076-078_Finish Schedule | n/a
WallMaterial-West | bill.east@us.army.mil | 2012-10-26T09:46:00 | Requirement | Space | 1E12 | GYPSUM WALLBOARD WITH LIQUID GLAZED COATING | n/a | n/a | n/a | n/a | Clinic_076-078_Finish Schedule | n/a
BaseColor | bill.east@us.army.mil | 2012-10-26T09:46:00 | Requirement | Space | 1E14 | ROPPE - 40 FAWN - 4" HIGH RUBBER COVE BASE | n/a | n/a | n/a | n/a | Clinic_076-078_Finish Schedule | n/a
BaseMaterial | bill.east@us.army.mil | 2012-10-26T09:46:00 | Requirement | Space | 1E14 | RUBBER BASE | n/a | n/a | n/a | n/a | Clinic_076-078_Finish Schedule | n/a
CeilingColor | bill.east@us.army.mil | 2012-10-26T09:46:00 | Requirement | Space | 1E14 | ARMSTRONG CEILING TILE - CIRRUS TEGULAR; COLOR: WHITE; SERIES #534 GRID-15/16" EXPOSED TEE GRID SYSTEM-WHITE; SIZE: 2'x2'x3/4" | n/a | n/a | n/a | n/a | Clinic_076-078_Finish Schedule | n/a
CeilingMaterial | bill.east@us.army.mil | 2012-10-26T09:46:00 | Requirement | Space | 1E14 | ACOUSTICAL CEILING TILE | n/a | n/a | n/a | n/a | Clinic_076-078_Finish Schedule | n/a
FloorColor | bill.east@us.army.mil | 2012-10-26T09:46:00 | Requirement | Space | 1E14 | VAMERICAN OLEAN #A-55 DOE SIZE: 2"x2" | n/a | n/a | n/a | n/a | Clinic_076-078_Finish Schedule | n/a
FloorMaterial | bill.east@us.army.mil | 2012-10-26T09:46:00 | Requirement | Space | 1E14 | VINYL COMPOSITION TILE | n/a | n/a | n/a | n/a | Clinic_076-078_Finish Schedule | n/a
WallColor-East | bill.east@us.army.mil | 2012-10-26T09:46:00 | Requirement | Space | 1E14 | DEVOE # 2W18-2 PRARIE BUFF | n/a | n/a | n/a | n/a | Clinic_076-078_Finish Schedule | n/a
WallColor-North | bill.east@us.army.mil | 2012-10-26T09:46:00 | Requirement | Space | 1E14 | DEVOE # 2W18-2 PRARIE BUFF | n/a | n/a | n/a | n/a | Clinic_076-078_Finish Schedule | n/a
WallColor-South | bill.east@us.army.mil | 2012-10-26T09:46:00 | Requirement | Space | 1E14 | DEVOE # 2W18-2 PRARIE BUFF | n/a | n/a | n/a | n/a | Clinic_076-078_Finish Schedule | n/a
WallColor-West | bill.east@us.army.mil | 2012-10-26T09:46:00 | Requirement | Space | 1E14 | DEVOE # 2W18-2 PRARIE BUFF | n/a | n/a | n/a | n/a | Clinic_076-078_Finish Schedule | n/a
WallMaterial-East | bill.east@us.army.mil | 2012-10-26T09:46:00 | Requirement | Space | 1E14 | GYPSUM WALLBOARD WITH PAINT | n/a | n/a | n/a | n/a | Clinic_076-078_Finish Schedule | n/a
WallMaterial-North | bill.east@us.army.mil | 2012-10-26T09:46:00 | Requirement | Space | 1E14 | GYPSUM WALLBOARD WITH PAINT | n/a | n/a | n/a | n/a | Clinic_076-078_Finish Schedule | n/a
WallMaterial-South | bill.east@us.army.mil | 2012-10-26T09:46:00 | Requirement | Space | 1E14 | GYPSUM WALLBOARD WITH PAINT | n/a | n/a | n/a | n/a | Clinic_076-078_Finish Schedule | n/a
WallMaterial-West | bill.east@us.army.mil | 2012-10-26T09:46:00 | Requirement | Space | 1E14 | GYPSUM WALLBOARD WITH PAINT | n/a | n/a | n/a | n/a | Clinic_076-078_Finish Schedule | n/a
BaseColor | bill.east@us.army.mil | 2012-10-26T09:46:00 | Requirement | Space | 1E15 | UNFINISHED | n/a | n/a | n/a | n/a | Clinic_076-078_Finish Schedule | n/a
BaseMaterial | bill.east@us.army.mil | 2012-10-26T09:46:00 | Requirement | Space | 1E15 | UNFINISHED | n/a | n/a | n/a | n/a | Clinic_076-078_Finish Schedule | n/a
CeilingColor | bill.east@us.army.mil | 2012-10-26T09:46:00 | Requirement | Space | 1E15 | UNFINISHED | n/a | n/a | n/a | n/a | Clinic_076-078_Finish Schedule | n/a
CeilingMaterial | bill.east@us.army.mil | 2012-10-26T09:46:00 | Requirement | Space | 1E15 | CONCRETE | n/a | n/a | n/a | n/a | Clinic_076-078_Finish Schedule | n/a
FloorColor | bill.east@us.army.mil | 2012-10-26T09:46:00 | Requirement | Space | 1E15 | UNFINISHED | n/a | n/a | n/a | n/a | Clinic_076-078_Finish Schedule | n/a
FloorMaterial | bill.east@us.army.mil | 2012-10-26T09:46:00 | Requirement | Space | 1E15 | CONCRETE | n/a | n/a | n/a | n/a | Clinic_076-078_Finish Schedule | n/a
WallColor-East | bill.east@us.army.mil | 2012-10-26T09:46:00 | Requirement | Space | 1E15 | DEVOE # 2W18-2 PRARIE BUFF | n/a | n/a | n/a | n/a | Clinic_076-078_Finish Schedule | n/a
WallColor-North | bill.east@us.army.mil | 2012-10-26T09:46:00 | Requirement | Space | 1E15 | DEVOE # 2W18-2 PRARIE BUFF | n/a | n/a | n/a | n/a | Clinic_076-078_Finish Schedule | n/a
WallColor-South | bill.east@us.army.mil | 2012-10-26T09:46:00 | Requirement | Space | 1E15 | DEVOE # 2W18-2 PRARIE BUFF | n/a | n/a | n/a | n/a | Clinic_076-078_Finish Schedule | n/a
WallColor-West | bill.east@us.army.mil | 2012-10-26T09:46:00 | Requirement | Space | 1E15 | DEVOE # 2W18-2 PRARIE BUFF | n/a | n/a | n/a | n/a | Clinic_076-078_Finish Schedule | n/a
WallMaterial-East | bill.east@us.army.mil | 2012-10-26T09:46:00 | Requirement | Space | 1E15 | GYPSUM WALLBOARD WITH PAINT | n/a | n/a | n/a | n/a | Clinic_076-078_Finish Schedule | n/a
WallMaterial-North | bill.east@us.army.mil | 2012-10-26T09:46:00 | Requirement | Space | 1E15 | GYPSUM WALLBOARD WITH PAINT | n/a | n/a | n/a | n/a | Clinic_076-078_Finish Schedule | n/a
WallMaterial-South | bill.east@us.army.mil | 2012-10-26T09:46:00 | Requirement | Space | 1E15 | GYPSUM WALLBOARD WITH PAINT | n/a | n/a | n/a | n/a | Clinic_076-078_Finish Schedule | n/a
WallMaterial-West | bill.east@us.army.mil | 2012-10-26T09:46:00 | Requirement | Space | 1E15 | GYPSUM WALLBOARD WITH PAINT | n/a | n/a | n/a | n/a | Clinic_076-078_Finish Schedule | n/a
BaseColor | bill.east@us.army.mil | 2012-10-26T09:46:00 | Requirement | Space | 1E15A | UNFINISHED | n/a | n/a | n/a | n/a | Clinic_076-078_Finish Schedule | n/a
BaseMaterial | bill.east@us.army.mil | 2012-10-26T09:46:00 | Requirement | Space | 1E15A | UNFINISHED | n/a | n/a | n/a | n/a | Clinic_076-078_Finish Schedule | n/a
CeilingColor | bill.east@us.army.mil | 2012-10-26T09:46:00 | Requirement | Space | 1E15A | UNFINISHED | n/a | n/a | n/a | n/a | Clinic_076-078_Finish Schedule | n/a
CeilingMaterial | bill.east@us.army.mil | 2012-10-26T09:46:00 | Requirement | Space | 1E15A | CONCRETE | n/a | n/a | n/a | n/a | Clinic_076-078_Finish Schedule | n/a
FloorColor | bill.east@us.army.mil | 2012-10-26T09:46:00 | Requirement | Space | 1E15A | UNFINISHED | n/a | n/a | n/a | n/a | Clinic_076-078_Finish Schedule | n/a
FloorMaterial | bill.east@us.army.mil | 2012-10-26T09:46:00 | Requirement | Space | 1E15A | CONCRETE | n/a | n/a | n/a | n/a | Clinic_076-078_Finish Schedule | n/a
WallColor-East | bill.east@us.army.mil | 2012-10-26T09:46:00 | Requirement | Space | 1E15A | DEVOE # 2W18-2 PRARIE BUFF | n/a | n/a | n/a | n/a | Clinic_076-078_Finish Schedule | n/a
WallColor-North | bill.east@us.army.mil | 2012-10-26T09:46:00 | Requirement | Space | 1E15A | DEVOE # 2W18-2 PRARIE BUFF | n/a | n/a | n/a | n/a | Clinic_076-078_Finish Schedule | n/a
WallColor-South | bill.east@us.army.mil | 2012-10-26T09:46:00 | Requirement | Space | 1E15A | DEVOE # 2W18-2 PRARIE BUFF | n/a | n/a | n/a | n/a | Clinic_076-078_Finish Schedule | n/a
WallColor-West | bill.east@us.army.mil | 2012-10-26T09:46:00 | Requirement | Space | 1E15A | DEVOE # 2W18-2 PRARIE BUFF | n/a | n/a | n/a | n/a | Clinic_076-078_Finish Schedule | n/a
WallMaterial-East | bill.east@us.army.mil | 2012-10-26T09:46:00 | Requirement | Space | 1E15A | GYPSUM WALLBOARD WITH PAINT | n/a | n/a | n/a | n/a | Clinic_076-078_Finish Schedule | n/a
WallMaterial-North | bill.east@us.army.mil | 2012-10-26T09:46:00 | Requirement | Space | 1E15A | GYPSUM WALLBOARD WITH PAINT | n/a | n/a | n/a | n/a | Clinic_076-078_Finish Schedule | n/a
WallMaterial-South | bill.east@us.army.mil | 2012-10-26T09:46:00 | Requirement | Space | 1E15A | GYPSUM WALLBOARD WITH PAINT | n/a | n/a | n/a | n/a | Clinic_076-078_Finish Schedule | n/a
WallMaterial-West | bill.east@us.army.mil | 2012-10-26T09:46:00 | Requirement | Space | 1E15A | GYPSUM WALLBOARD WITH PAINT | n/a | n/a | n/a | n/a | Clinic_076-078_Finish Schedule | n/a
BaseColor | bill.east@us.army.mil | 2012-10-26T09:46:00 | Requirement | Space | 1E16 | ROPPE - 40 FAWN - 4" HIGH RUBBER COVE BASE | n/a | n/a | n/a | n/a | Clinic_076-078_Finish Schedule | n/a
BaseMaterial | bill.east@us.army.mil | 2012-10-26T09:46:00 | Requirement | Space | 1E16 | RUBBER BASE | n/a | n/a | n/a | n/a | Clinic_076-078_Finish Schedule | n/a
CeilingColor | bill.east@us.army.mil | 2012-10-26T09:46:00 | Requirement | Space | 1E16 | ARMSTRONG CEILING TILE - CIRRUS TEGULAR; COLOR: WHITE; SERIES #534 GRID-15/16" EXPOSED TEE GRID SYSTEM-WHITE; SIZE: 2'x2'x3/4" | n/a | n/a | n/a | n/a | Clinic_076-078_Finish Schedule | n/a
CeilingMaterial | bill.east@us.army.mil | 2012-10-26T09:46:00 | Requirement | Space | 1E16 | ACOUSTICAL CEILING TILE | n/a | n/a | n/a | n/a | Clinic_076-078_Finish Schedule | n/a
FloorColor | bill.east@us.army.mil | 2012-10-26T09:46:00 | Requirement | Space | 1E16 | VAMERICAN OLEAN #A-55 DOE SIZE: 2"x2" | n/a | n/a | n/a | n/a | Clinic_076-078_Finish Schedule | n/a
FloorMaterial | bill.east@us.army.mil | 2012-10-26T09:46:00 | Requirement | Space | 1E16 | VINYL COMPOSITION TILE | n/a | n/a | n/a | n/a | Clinic_076-078_Finish Schedule | n/a
WallColor-East | bill.east@us.army.mil | 2012-10-26T09:46:00 | Requirement | Space | 1E16 | DEVOE # 2W18-2 PRARIE BUFF | n/a | n/a | n/a | n/a | Clinic_076-078_Finish Schedule | n/a
WallColor-North | bill.east@us.army.mil | 2012-10-26T09:46:00 | Requirement | Space | 1E16 | DEVOE # 2W18-2 PRARIE BUFF | n/a | n/a | n/a | n/a | Clinic_076-078_Finish Schedule | n/a
WallColor-South | bill.east@us.army.mil | 2012-10-26T09:46:00 | Requirement | Space | 1E16 | DEVOE # 2W18-2 PRARIE BUFF | n/a | n/a | n/a | n/a | Clinic_076-078_Finish Schedule | n/a
WallColor-West | bill.east@us.army.mil | 2012-10-26T09:46:00 | Requirement | Space | 1E16 | DEVOE # 2W18-2 PRARIE BUFF | n/a | n/a | n/a | n/a | Clinic_076-078_Finish Schedule | n/a
WallMaterial-East | bill.east@us.army.mil | 2012-10-26T09:46:00 | Requirement | Space | 1E16 | GYPSUM WALLBOARD WITH PAINT | n/a | n/a | n/a | n/a | Clinic_076-078_Finish Schedule | n/a
WallMaterial-North | bill.east@us.army.mil | 2012-10-26T09:46:00 | Requirement | Space | 1E16 | GYPSUM WALLBOARD WITH PAINT | n/a | n/a | n/a | n/a | Clinic_076-078_Finish Schedule | n/a
WallMaterial-South | bill.east@us.army.mil | 2012-10-26T09:46:00 | Requirement | Space | 1E16 | GYPSUM WALLBOARD WITH PAINT | n/a | n/a | n/a | n/a | Clinic_076-078_Finish Schedule | n/a
WallMaterial-West | bill.east@us.army.mil | 2012-10-26T09:46:00 | Requirement | Space | 1E16 | GYPSUM WALLBOARD WITH PAINT | n/a | n/a | n/a | n/a | Clinic_076-078_Finish Schedule | n/a
BaseColor | bill.east@us.army.mil | 2012-10-26T09:46:00 | Requirement | Space | 1E17 | ROPPE - 40 FAWN - 4" HIGH RUBBER COVE BASE | n/a | n/a | n/a | n/a | Clinic_076-078_Finish Schedule | n/a
BaseMaterial | bill.east@us.army.mil | 2012-10-26T09:46:00 | Requirement | Space | 1E17 | RUBBER BASE | n/a | n/a | n/a | n/a | Clinic_076-078_Finish Schedule | n/a
CeilingColor | bill.east@us.army.mil | 2012-10-26T09:46:00 | Requirement | Space | 1E17 | ARMSTRONG CEILING TILE - CIRRUS TEGULAR; COLOR: WHITE; SERIES #534 GRID-15/16" EXPOSED TEE GRID SYSTEM-WHITE; SIZE: 2'x2'x3/4" | n/a | n/a | n/a | n/a | Clinic_076-078_Finish Schedule | n/a
CeilingMaterial | bill.east@us.army.mil | 2012-10-26T09:46:00 | Requirement | Space | 1E17 | ACOUSTICAL CEILING TILE | n/a | n/a | n/a | n/a | Clinic_076-078_Finish Schedule | n/a
FloorColor | bill.east@us.army.mil | 2012-10-26T09:46:00 | Requirement | Space | 1E17 | VAMERICAN OLEAN #A-55 DOE SIZE: 2"x2" | n/a | n/a | n/a | n/a | Clinic_076-078_Finish Schedule | n/a
FloorMaterial | bill.east@us.army.mil | 2012-10-26T09:46:00 | Requirement | Space | 1E17 | VINYL COMPOSITION TILE | n/a | n/a | n/a | n/a | Clinic_076-078_Finish Schedule | n/a
WallColor-East | bill.east@us.army.mil | 2012-10-26T09:46:00 | Requirement | Space | 1E17 | DEVOE # 2W18-2 PRARIE BUFF | n/a | n/a | n/a | n/a | Clinic_076-078_Finish Schedule | n/a
WallColor-North | bill.east@us.army.mil | 2012-10-26T09:46:00 | Requirement | Space | 1E17 | DEVOE # 2W18-2 PRARIE BUFF | n/a | n/a | n/a | n/a | Clinic_076-078_Finish Schedule | n/a
WallColor-South | bill.east@us.army.mil | 2012-10-26T09:46:00 | Requirement | Space | 1E17 | DEVOE # 2W18-2 PRARIE BUFF | n/a | n/a | n/a | n/a | Clinic_076-078_Finish Schedule | n/a
WallColor-West | bill.east@us.army.mil | 2012-10-26T09:46:00 | Requirement | Space | 1E17 | DEVOE # 2W18-2 PRARIE BUFF | n/a | n/a | n/a | n/a | Clinic_076-078_Finish Schedule | n/a
WallMaterial-East | bill.east@us.army.mil | 2012-10-26T09:46:00 | Requirement | Space | 1E17 | GYPSUM WALLBOARD WITH PAINT | n/a | n/a | n/a | n/a | Clinic_076-078_Finish Schedule | n/a
WallMaterial-North | bill.east@us.army.mil | 2012-10-26T09:46:00 | Requirement | Space | 1E17 | GYPSUM WALLBOARD WITH PAINT | n/a | n/a | n/a | n/a | Clinic_076-078_Finish Schedule | n/a
WallMaterial-South | bill.east@us.army.mil | 2012-10-26T09:46:00 | Requirement | Space | 1E17 | GYPSUM WALLBOARD WITH PAINT | n/a | n/a | n/a | n/a | Clinic_076-078_Finish Schedule | n/a
WallMaterial-West | bill.east@us.army.mil | 2012-10-26T09:46:00 | Requirement | Space | 1E17 | GYPSUM WALLBOARD WITH PAINT | n/a | n/a | n/a | n/a | Clinic_076-078_Finish Schedule | n/a
BaseColor | bill.east@us.army.mil | 2012-10-26T09:46:00 | Requirement | Space | 1E18 | ROPPE - 40 FAWN - 4" HIGH RUBBER COVE BASE | n/a | n/a | n/a | n/a | Clinic_076-078_Finish Schedule | n/a
BaseMaterial | bill.east@us.army.mil | 2012-10-26T09:46:00 | Requirement | Space | 1E18 | RUBBER BASE | n/a | n/a | n/a | n/a | Clinic_076-078_Finish Schedule | n/a
CeilingColor | bill.east@us.army.mil | 2012-10-26T09:46:00 | Requirement | Space | 1E18 | ARMSTRONG CEILING TILE - CIRRUS TEGULAR; COLOR: WHITE; SERIES #534 GRID-15/16" EXPOSED TEE GRID SYSTEM-WHITE; SIZE: 2'x2'x3/4" | n/a | n/a | n/a | n/a | Clinic_076-078_Finish Schedule | n/a
CeilingMaterial | bill.east@us.army.mil | 2012-10-26T09:46:00 | Requirement | Space | 1E18 | ACOUSTICAL CEILING TILE | n/a | n/a | n/a | n/a | Clinic_076-078_Finish Schedule | n/a
FloorColor | bill.east@us.army.mil | 2012-10-26T09:46:00 | Requirement | Space | 1E18 | VAMERICAN OLEAN #A-55 DOE SIZE: 2"x2" | n/a | n/a | n/a | n/a | Clinic_076-078_Finish Schedule | n/a
FloorMaterial | bill.east@us.army.mil | 2012-10-26T09:46:00 | Requirement | Space | 1E18 | VINYL COMPOSITION TILE | n/a | n/a | n/a | n/a | Clinic_076-078_Finish Schedule | n/a
WallColor-East | bill.east@us.army.mil | 2012-10-26T09:46:00 | Requirement | Space | 1E18 | DEVOE # 2W18-2 PRARIE BUFF | n/a | n/a | n/a | n/a | Clinic_076-078_Finish Schedule | n/a
WallColor-North | bill.east@us.army.mil | 2012-10-26T09:46:00 | Requirement | Space | 1E18 | DEVOE # 2W18-2 PRARIE BUFF | n/a | n/a | n/a | n/a | Clinic_076-078_Finish Schedule | n/a
WallColor-South | bill.east@us.army.mil | 2012-10-26T09:46:00 | Requirement | Space | 1E18 | DEVOE # 2W18-2 PRARIE BUFF | n/a | n/a | n/a | n/a | Clinic_076-078_Finish Schedule | n/a
WallColor-West | bill.east@us.army.mil | 2012-10-26T09:46:00 | Requirement | Space | 1E18 | DEVOE # 2W18-2 PRARIE BUFF | n/a | n/a | n/a | n/a | Clinic_076-078_Finish Schedule | n/a
WallMaterial-East | bill.east@us.army.mil | 2012-10-26T09:46:00 | Requirement | Space | 1E18 | GYPSUM WALLBOARD WITH PAINT | n/a | n/a | n/a | n/a | Clinic_076-078_Finish Schedule | n/a
WallMaterial-North | bill.east@us.army.mil | 2012-10-26T09:46:00 | Requirement | Space | 1E18 | GYPSUM WALLBOARD WITH PAINT | n/a | n/a | n/a | n/a | Clinic_076-078_Finish Schedule | n/a
WallMaterial-South | bill.east@us.army.mil | 2012-10-26T09:46:00 | Requirement | Space | 1E18 | GYPSUM WALLBOARD WITH PAINT | n/a | n/a | n/a | n/a | Clinic_076-078_Finish Schedule | n/a
WallMaterial-West | bill.east@us.army.mil | 2012-10-26T09:46:00 | Requirement | Space | 1E18 | GYPSUM WALLBOARD WITH PAINT | n/a | n/a | n/a | n/a | Clinic_076-078_Finish Schedule | n/a
BaseColor | bill.east@us.army.mil | 2012-10-26T09:46:00 | Requirement | Space | 1E19 | ROPPE - 40 FAWN - 4" HIGH RUBBER COVE BASE | n/a | n/a | n/a | n/a | Clinic_076-078_Finish Schedule | n/a
BaseMaterial | bill.east@us.army.mil | 2012-10-26T09:46:00 | Requirement | Space | 1E19 | RUBBER BASE | n/a | n/a | n/a | n/a | Clinic_076-078_Finish Schedule | n/a
CeilingColor | bill.east@us.army.mil | 2012-10-26T09:46:00 | Requirement | Space | 1E19 | UNFINISHED | n/a | n/a | n/a | n/a | Clinic_076-078_Finish Schedule | n/a
CeilingMaterial | bill.east@us.army.mil | 2012-10-26T09:46:00 | Requirement | Space | 1E19 | CONCRETE | n/a | n/a | n/a | n/a | Clinic_076-078_Finish Schedule | n/a
FloorColor | bill.east@us.army.mil | 2012-10-26T09:46:00 | Requirement | Space | 1E19 | VAMERICAN OLEAN #A-55 DOE SIZE: 2"x2" | n/a | n/a | n/a | n/a | Clinic_076-078_Finish Schedule | n/a
FloorMaterial | bill.east@us.army.mil | 2012-10-26T09:46:00 | Requirement | Space | 1E19 | VINYL COMPOSITION TILE | n/a | n/a | n/a | n/a | Clinic_076-078_Finish Schedule | n/a
WallColor-East | bill.east@us.army.mil | 2012-10-26T09:46:00 | Requirement | Space | 1E19 | DEVOE # 2W18-2 PRARIE BUFF | n/a | n/a | n/a | n/a | Clinic_076-078_Finish Schedule | n/a
WallColor-North | bill.east@us.army.mil | 2012-10-26T09:46:00 | Requirement | Space | 1E19 | DEVOE # 2W18-2 PRARIE BUFF | n/a | n/a | n/a | n/a | Clinic_076-078_Finish Schedule | n/a
WallColor-South | bill.east@us.army.mil | 2012-10-26T09:46:00 | Requirement | Space | 1E19 | DEVOE # 2W18-2 PRARIE BUFF | n/a | n/a | n/a | n/a | Clinic_076-078_Finish Schedule | n/a
WallColor-West | bill.east@us.army.mil | 2012-10-26T09:46:00 | Requirement | Space | 1E19 | DEVOE # 2W18-2 PRARIE BUFF | n/a | n/a | n/a | n/a | Clinic_076-078_Finish Schedule | n/a
WallMaterial-East | bill.east@us.army.mil | 2012-10-26T09:46:00 | Requirement | Space | 1E19 | GYPSUM WALLBOARD WITH PAINT | n/a | n/a | n/a | n/a | Clinic_076-078_Finish Schedule | n/a
WallMaterial-North | bill.east@us.army.mil | 2012-10-26T09:46:00 | Requirement | Space | 1E19 | GYPSUM WALLBOARD WITH PAINT | n/a | n/a | n/a | n/a | Clinic_076-078_Finish Schedule | n/a
WallMaterial-South | bill.east@us.army.mil | 2012-10-26T09:46:00 | Requirement | Space | 1E19 | GYPSUM WALLBOARD WITH PAINT | n/a | n/a | n/a | n/a | Clinic_076-078_Finish Schedule | n/a
WallMaterial-West | bill.east@us.army.mil | 2012-10-26T09:46:00 | Requirement | Space | 1E19 | GYPSUM WALLBOARD WITH PAINT | n/a | n/a | n/a | n/a | Clinic_076-078_Finish Schedule | n/a
BaseColor | bill.east@us.army.mil | 2012-10-26T09:46:00 | Requirement | Space | 1E20 | ROPPE - 40 FAWN - 4" HIGH RUBBER COVE BASE | n/a | n/a | n/a | n/a | Clinic_076-078_Finish Schedule | n/a
BaseMaterial | bill.east@us.army.mil | 2012-10-26T09:46:00 | Requirement | Space | 1E20 | RUBBER BASE | n/a | n/a | n/a | n/a | Clinic_076-078_Finish Schedule | n/a
CeilingColor | bill.east@us.army.mil | 2012-10-26T09:46:00 | Requirement | Space | 1E20 | ARMSTRONG CEILING TILE - FINE FISSURED DURATEX; COLOR: WHITE; SERIES #1870; GRID 15/16" EXPOSED TEE GRID SYSTEM-WHITE; SIZE: 2'x2' | n/a | n/a | n/a | n/a | Clinic_076-078_Finish Schedule | n/a
CeilingMaterial | bill.east@us.army.mil | 2012-10-26T09:46:00 | Requirement | Space | 1E20 | ACOUSTICAL CEILING TILE | n/a | n/a | n/a | n/a | Clinic_076-078_Finish Schedule | n/a
FloorColor | bill.east@us.army.mil | 2012-10-26T09:46:00 | Requirement | Space | 1E20 | UNFINISHED | n/a | n/a | n/a | n/a | Clinic_076-078_Finish Schedule | n/a
FloorMaterial | bill.east@us.army.mil | 2012-10-26T09:46:00 | Requirement | Space | 1E20 | CONCRETE | n/a | n/a | n/a | n/a | Clinic_076-078_Finish Schedule | n/a
WallColor-East | bill.east@us.army.mil | 2012-10-26T09:46:00 | Requirement | Space | 1E20 | DEVOE # 2W18-2 PRARIE BUFF | n/a | n/a | n/a | n/a | Clinic_076-078_Finish Schedule | n/a
WallColor-North | bill.east@us.army.mil | 2012-10-26T09:46:00 | Requirement | Space | 1E20 | DEVOE # 2W18-2 PRARIE BUFF | n/a | n/a | n/a | n/a | Clinic_076-078_Finish Schedule | n/a
WallColor-South | bill.east@us.army.mil | 2012-10-26T09:46:00 | Requirement | Space | 1E20 | DEVOE # 2W18-2 PRARIE BUFF | n/a | n/a | n/a | n/a | Clinic_076-078_Finish Schedule | n/a
WallColor-West | bill.east@us.army.mil | 2012-10-26T09:46:00 | Requirement | Space | 1E20 | DEVOE # 2W18-2 PRARIE BUFF | n/a | n/a | n/a | n/a | Clinic_076-078_Finish Schedule | n/a
WallMaterial-East | bill.east@us.army.mil | 2012-10-26T09:46:00 | Requirement | Space | 1E20 | GYPSUM WALLBOARD WITH PAINT | n/a | n/a | n/a | n/a | Clinic_076-078_Finish Schedule | n/a
WallMaterial-North | bill.east@us.army.mil | 2012-10-26T09:46:00 | Requirement | Space | 1E20 | GYPSUM WALLBOARD WITH PAINT | n/a | n/a | n/a | n/a | Clinic_076-078_Finish Schedule | n/a
WallMaterial-South | bill.east@us.army.mil | 2012-10-26T09:46:00 | Requirement | Space | 1E20 | GYPSUM WALLBOARD WITH PAINT | n/a | n/a | n/a | n/a | Clinic_076-078_Finish Schedule | n/a
WallMaterial-West | bill.east@us.army.mil | 2012-10-26T09:46:00 | Requirement | Space | 1E20 | GYPSUM WALLBOARD WITH PAINT | n/a | n/a | n/a | n/a | Clinic_076-078_Finish Schedule | n/a
BaseColor | bill.east@us.army.mil | 2012-10-26T09:46:00 | Requirement | Space | 1E21 | ROPPE - 40 FAWN - 4" HIGH RUBBER COVE BASE | n/a | n/a | n/a | n/a | Clinic_076-078_Finish Schedule | n/a
BaseMaterial | bill.east@us.army.mil | 2012-10-26T09:46:00 | Requirement | Space | 1E21 | RUBBER BASE | n/a | n/a | n/a | n/a | Clinic_076-078_Finish Schedule | n/a
CeilingColor | bill.east@us.army.mil | 2012-10-26T09:46:00 | Requirement | Space | 1E21 | ARMSTRONG CEILING TILE - CIRRUS TEGULAR; COLOR: WHITE; SERIES #534 GRID-15/16" EXPOSED TEE GRID SYSTEM-WHITE; SIZE: 2'x2'x3/4" | n/a | n/a | n/a | n/a | Clinic_076-078_Finish Schedule | n/a
CeilingMaterial | bill.east@us.army.mil | 2012-10-26T09:46:00 | Requirement | Space | 1E21 | ACOUSTICAL CEILING TILE | n/a | n/a | n/a | n/a | Clinic_076-078_Finish Schedule | n/a
FloorColor | bill.east@us.army.mil | 2012-10-26T09:46:00 | Requirement | Space | 1E21 | VAMERICAN OLEAN #A-55 DOE SIZE: 2"x2" | n/a | n/a | n/a | n/a | Clinic_076-078_Finish Schedule | n/a
FloorMaterial | bill.east@us.army.mil | 2012-10-26T09:46:00 | Requirement | Space | 1E21 | VINYL COMPOSITION TILE | n/a | n/a | n/a | n/a | Clinic_076-078_Finish Schedule | n/a
WallColor-East | bill.east@us.army.mil | 2012-10-26T09:46:00 | Requirement | Space | 1E21 | DEVOE # 2W18-2 PRARIE BUFF | n/a | n/a | n/a | n/a | Clinic_076-078_Finish Schedule | n/a
WallColor-North | bill.east@us.army.mil | 2012-10-26T09:46:00 | Requirement | Space | 1E21 | DEVOE # 2W18-2 PRARIE BUFF | n/a | n/a | n/a | n/a | Clinic_076-078_Finish Schedule | n/a
WallColor-South | bill.east@us.army.mil | 2012-10-26T09:46:00 | Requirement | Space | 1E21 | DEVOE # 2W18-2 PRARIE BUFF | n/a | n/a | n/a | n/a | Clinic_076-078_Finish Schedule | n/a
WallColor-West | bill.east@us.army.mil | 2012-10-26T09:46:00 | Requirement | Space | 1E21 | DEVOE # 2W18-2 PRARIE BUFF | n/a | n/a | n/a | n/a | Clinic_076-078_Finish Schedule | n/a
WallMaterial-East | bill.east@us.army.mil | 2012-10-26T09:46:00 | Requirement | Space | 1E21 | GYPSUM WALLBOARD WITH PAINT | n/a | n/a | n/a | n/a | Clinic_076-078_Finish Schedule | n/a
WallMaterial-North | bill.east@us.army.mil | 2012-10-26T09:46:00 | Requirement | Space | 1E21 | GYPSUM WALLBOARD WITH PAINT | n/a | n/a | n/a | n/a | Clinic_076-078_Finish Schedule | n/a
WallMaterial-South | bill.east@us.army.mil | 2012-10-26T09:46:00 | Requirement | Space | 1E21 | GYPSUM WALLBOARD WITH PAINT | n/a | n/a | n/a | n/a | Clinic_076-078_Finish Schedule | n/a
WallMaterial-West | bill.east@us.army.mil | 2012-10-26T09:46:00 | Requirement | Space | 1E21 | GYPSUM WALLBOARD WITH PAINT | n/a | n/a | n/a | n/a | Clinic_076-078_Finish Schedule | n/a
BaseColor | bill.east@us.army.mil | 2012-10-26T09:46:00 | Requirement | Space | 1E22 | ROPPE - 40 FAWN - 4" HIGH RUBBER COVE BASE | n/a | n/a | n/a | n/a | Clinic_076-078_Finish Schedule | n/a
BaseMaterial | bill.east@us.army.mil | 2012-10-26T09:46:00 | Requirement | Space | 1E22 | RUBBER BASE | n/a | n/a | n/a | n/a | Clinic_076-078_Finish Schedule | n/a
CeilingColor | bill.east@us.army.mil | 2012-10-26T09:46:00 | Requirement | Space | 1E22 | ARMSTRONG CEILING TILE - CIRRUS TEGULAR; COLOR: WHITE; SERIES #534 GRID-15/16" EXPOSED TEE GRID SYSTEM-WHITE; SIZE: 2'x2'x3/4" | n/a | n/a | n/a | n/a | Clinic_076-078_Finish Schedule | n/a
CeilingMaterial | bill.east@us.army.mil | 2012-10-26T09:46:00 | Requirement | Space | 1E22 | ACOUSTICAL CEILING TILE | n/a | n/a | n/a | n/a | Clinic_076-078_Finish Schedule | n/a
FloorColor | bill.east@us.army.mil | 2012-10-26T09:46:00 | Requirement | Space | 1E22 | VAMERICAN OLEAN #A-55 DOE SIZE: 2"x2" | n/a | n/a | n/a | n/a | Clinic_076-078_Finish Schedule | n/a
FloorMaterial | bill.east@us.army.mil | 2012-10-26T09:46:00 | Requirement | Space | 1E22 | VINYL COMPOSITION TILE | n/a | n/a | n/a | n/a | Clinic_076-078_Finish Schedule | n/a
WallColor-East | bill.east@us.army.mil | 2012-10-26T09:46:00 | Requirement | Space | 1E22 | DEVOE # 2W18-2 PRARIE BUFF | n/a | n/a | n/a | n/a | Clinic_076-078_Finish Schedule | n/a
WallColor-North | bill.east@us.army.mil | 2012-10-26T09:46:00 | Requirement | Space | 1E22 | DEVOE # 2W18-2 PRARIE BUFF | n/a | n/a | n/a | n/a | Clinic_076-078_Finish Schedule | n/a
WallColor-South | bill.east@us.army.mil | 2012-10-26T09:46:00 | Requirement | Space | 1E22 | DEVOE # 2W18-2 PRARIE BUFF | n/a | n/a | n/a | n/a | Clinic_076-078_Finish Schedule | n/a
WallColor-West | bill.east@us.army.mil | 2012-10-26T09:46:00 | Requirement | Space | 1E22 | DEVOE # 2W18-2 PRARIE BUFF | n/a | n/a | n/a | n/a | Clinic_076-078_Finish Schedule | n/a
WallMaterial-East | bill.east@us.army.mil | 2012-10-26T09:46:00 | Requirement | Space | 1E22 | GYPSUM WALLBOARD WITH PAINT | n/a | n/a | n/a | n/a | Clinic_076-078_Finish Schedule | n/a
WallMaterial-North | bill.east@us.army.mil | 2012-10-26T09:46:00 | Requirement | Space | 1E22 | GYPSUM WALLBOARD WITH PAINT | n/a | n/a | n/a | n/a | Clinic_076-078_Finish Schedule | n/a
WallMaterial-South | bill.east@us.army.mil | 2012-10-26T09:46:00 | Requirement | Space | 1E22 | GYPSUM WALLBOARD WITH PAINT | n/a | n/a | n/a | n/a | Clinic_076-078_Finish Schedule | n/a
WallMaterial-West | bill.east@us.army.mil | 2012-10-26T09:46:00 | Requirement | Space | 1E22 | GYPSUM WALLBOARD WITH PAINT | n/a | n/a | n/a | n/a | Clinic_076-078_Finish Schedule | n/a
BaseColor | bill.east@us.army.mil | 2012-10-26T09:46:00 | Requirement | Space | 1E23 | ROPPE - 40 FAWN - 4" HIGH RUBBER COVE BASE | n/a | n/a | n/a | n/a | Clinic_076-078_Finish Schedule | n/a
BaseMaterial | bill.east@us.army.mil | 2012-10-26T09:46:00 | Requirement | Space | 1E23 | RUBBER BASE | n/a | n/a | n/a | n/a | Clinic_076-078_Finish Schedule | n/a
CeilingColor | bill.east@us.army.mil | 2012-10-26T09:46:00 | Requirement | Space | 1E23 | ARMSTRONG CEILING TILE - CIRRUS TEGULAR; COLOR: WHITE; SERIES #534 GRID-15/16" EXPOSED TEE GRID SYSTEM-WHITE; SIZE: 2'x2'x3/4" | n/a | n/a | n/a | n/a | Clinic_076-078_Finish Schedule | n/a
CeilingMaterial | bill.east@us.army.mil | 2012-10-26T09:46:00 | Requirement | Space | 1E23 | ACOUSTICAL CEILING TILE | n/a | n/a | n/a | n/a | Clinic_076-078_Finish Schedule | n/a
FloorColor | bill.east@us.army.mil | 2012-10-26T09:46:00 | Requirement | Space | 1E23 | VAMERICAN OLEAN #A-55 DOE SIZE: 2"x2" | n/a | n/a | n/a | n/a | Clinic_076-078_Finish Schedule | n/a
FloorMaterial | bill.east@us.army.mil | 2012-10-26T09:46:00 | Requirement | Space | 1E23 | VINYL COMPOSITION TILE | n/a | n/a | n/a | n/a | Clinic_076-078_Finish Schedule | n/a
WallColor-East | bill.east@us.army.mil | 2012-10-26T09:46:00 | Requirement | Space | 1E23 | DEVOE # 2W18-2 PRARIE BUFF | n/a | n/a | n/a | n/a | Clinic_076-078_Finish Schedule | n/a
WallColor-North | bill.east@us.army.mil | 2012-10-26T09:46:00 | Requirement | Space | 1E23 | DEVOE # 2W18-2 PRARIE BUFF | n/a | n/a | n/a | n/a | Clinic_076-078_Finish Schedule | n/a
WallColor-South | bill.east@us.army.mil | 2012-10-26T09:46:00 | Requirement | Space | 1E23 | DEVOE # 2W18-2 PRARIE BUFF | n/a | n/a | n/a | n/a | Clinic_076-078_Finish Schedule | n/a
WallColor-West | bill.east@us.army.mil | 2012-10-26T09:46:00 | Requirement | Space | 1E23 | DEVOE # 2W18-2 PRARIE BUFF | n/a | n/a | n/a | n/a | Clinic_076-078_Finish Schedule | n/a
WallMaterial-East | bill.east@us.army.mil | 2012-10-26T09:46:00 | Requirement | Space | 1E23 | GYPSUM WALLBOARD WITH PAINT | n/a | n/a | n/a | n/a | Clinic_076-078_Finish Schedule | n/a
WallMaterial-North | bill.east@us.army.mil | 2012-10-26T09:46:00 | Requirement | Space | 1E23 | GYPSUM WALLBOARD WITH PAINT | n/a | n/a | n/a | n/a | Clinic_076-078_Finish Schedule | n/a
WallMaterial-South | bill.east@us.army.mil | 2012-10-26T09:46:00 | Requirement | Space | 1E23 | GYPSUM WALLBOARD WITH PAINT | n/a | n/a | n/a | n/a | Clinic_076-078_Finish Schedule | n/a
WallMaterial-West | bill.east@us.army.mil | 2012-10-26T09:46:00 | Requirement | Space | 1E23 | GYPSUM WALLBOARD WITH PAINT | n/a | n/a | n/a | n/a | Clinic_076-078_Finish Schedule | n/a
BaseColor | bill.east@us.army.mil | 2012-10-26T09:46:00 | Requirement | Space | 1E24 | ROPPE - 40 FAWN - 4" HIGH RUBBER COVE BASE | n/a | n/a | n/a | n/a | Clinic_076-078_Finish Schedule | n/a
BaseMaterial | bill.east@us.army.mil | 2012-10-26T09:46:00 | Requirement | Space | 1E24 | RUBBER BASE | n/a | n/a | n/a | n/a | Clinic_076-078_Finish Schedule | n/a
CeilingColor | bill.east@us.army.mil | 2012-10-26T09:46:00 | Requirement | Space | 1E24 | ARMSTRONG CEILING TILE - CIRRUS TEGULAR; COLOR: WHITE; SERIES #534 GRID-15/16" EXPOSED TEE GRID SYSTEM-WHITE; SIZE: 2'x2'x3/4" | n/a | n/a | n/a | n/a | Clinic_076-078_Finish Schedule | n/a
CeilingMaterial | bill.east@us.army.mil | 2012-10-26T09:46:00 | Requirement | Space | 1E24 | ACOUSTICAL CEILING TILE | n/a | n/a | n/a | n/a | Clinic_076-078_Finish Schedule | n/a
FloorColor | bill.east@us.army.mil | 2012-10-26T09:46:00 | Requirement | Space | 1E24 | VAMERICAN OLEAN #A-55 DOE SIZE: 2"x2" | n/a | n/a | n/a | n/a | Clinic_076-078_Finish Schedule | n/a
FloorMaterial | bill.east@us.army.mil | 2012-10-26T09:46:00 | Requirement | Space | 1E24 | VINYL COMPOSITION TILE | n/a | n/a | n/a | n/a | Clinic_076-078_Finish Schedule | n/a
WallColor-East | bill.east@us.army.mil | 2012-10-26T09:46:00 | Requirement | Space | 1E24 | DEVOE # 2W18-2 PRARIE BUFF | n/a | n/a | n/a | n/a | Clinic_076-078_Finish Schedule | n/a
WallColor-North | bill.east@us.army.mil | 2012-10-26T09:46:00 | Requirement | Space | 1E24 | DEVOE # 2W18-2 PRARIE BUFF | n/a | n/a | n/a | n/a | Clinic_076-078_Finish Schedule | n/a
WallColor-South | bill.east@us.army.mil | 2012-10-26T09:46:00 | Requirement | Space | 1E24 | DEVOE # 2W18-2 PRARIE BUFF | n/a | n/a | n/a | n/a | Clinic_076-078_Finish Schedule | n/a
WallColor-West | bill.east@us.army.mil | 2012-10-26T09:46:00 | Requirement | Space | 1E24 | DEVOE # 2W18-2 PRARIE BUFF | n/a | n/a | n/a | n/a | Clinic_076-078_Finish Schedule | n/a
WallMaterial-East | bill.east@us.army.mil | 2012-10-26T09:46:00 | Requirement | Space | 1E24 | GYPSUM WALLBOARD WITH PAINT | n/a | n/a | n/a | n/a | Clinic_076-078_Finish Schedule | n/a
WallMaterial-North | bill.east@us.army.mil | 2012-10-26T09:46:00 | Requirement | Space | 1E24 | GYPSUM WALLBOARD WITH PAINT | n/a | n/a | n/a | n/a | Clinic_076-078_Finish Schedule | n/a
WallMaterial-South | bill.east@us.army.mil | 2012-10-26T09:46:00 | Requirement | Space | 1E24 | GYPSUM WALLBOARD WITH PAINT | n/a | n/a | n/a | n/a | Clinic_076-078_Finish Schedule | n/a
WallMaterial-West | bill.east@us.army.mil | 2012-10-26T09:46:00 | Requirement | Space | 1E24 | GYPSUM WALLBOARD WITH PAINT | n/a | n/a | n/a | n/a | Clinic_076-078_Finish Schedule | n/a
BaseColor | bill.east@us.army.mil | 2012-10-26T09:46:00 | Requirement | Space | 1E25 | ROPPE - 40 FAWN - 4" HIGH RUBBER COVE BASE | n/a | n/a | n/a | n/a | Clinic_076-078_Finish Schedule | n/a
BaseMaterial | bill.east@us.army.mil | 2012-10-26T09:46:00 | Requirement | Space | 1E25 | RUBBER BASE | n/a | n/a | n/a | n/a | Clinic_076-078_Finish Schedule | n/a
CeilingColor | bill.east@us.army.mil | 2012-10-26T09:46:00 | Requirement | Space | 1E25 | ARMSTRONG CEILING TILE - CIRRUS TEGULAR; COLOR: WHITE; SERIES #534 GRID-15/16" EXPOSED TEE GRID SYSTEM-WHITE; SIZE: 2'x2'x3/4" | n/a | n/a | n/a | n/a | Clinic_076-078_Finish Schedule | n/a
CeilingMaterial | bill.east@us.army.mil | 2012-10-26T09:46:00 | Requirement | Space | 1E25 | ACOUSTICAL CEILING TILE | n/a | n/a | n/a | n/a | Clinic_076-078_Finish Schedule | n/a
FloorColor | bill.east@us.army.mil | 2012-10-26T09:46:00 | Requirement | Space | 1E25 | VAMERICAN OLEAN #A-55 DOE SIZE: 2"x2" | n/a | n/a | n/a | n/a | Clinic_076-078_Finish Schedule | n/a
FloorMaterial | bill.east@us.army.mil | 2012-10-26T09:46:00 | Requirement | Space | 1E25 | VINYL COMPOSITION TILE | n/a | n/a | n/a | n/a | Clinic_076-078_Finish Schedule | n/a
WallColor-East | bill.east@us.army.mil | 2012-10-26T09:46:00 | Requirement | Space | 1E25 | DEVOE # 2W18-2 PRARIE BUFF | n/a | n/a | n/a | n/a | Clinic_076-078_Finish Schedule | n/a
WallColor-North | bill.east@us.army.mil | 2012-10-26T09:46:00 | Requirement | Space | 1E25 | DEVOE # 2W18-2 PRARIE BUFF | n/a | n/a | n/a | n/a | Clinic_076-078_Finish Schedule | n/a
WallColor-South | bill.east@us.army.mil | 2012-10-26T09:46:00 | Requirement | Space | 1E25 | DEVOE # 2W18-2 PRARIE BUFF | n/a | n/a | n/a | n/a | Clinic_076-078_Finish Schedule | n/a
WallColor-West | bill.east@us.army.mil | 2012-10-26T09:46:00 | Requirement | Space | 1E25 | DEVOE # 2W18-2 PRARIE BUFF | n/a | n/a | n/a | n/a | Clinic_076-078_Finish Schedule | n/a
WallMaterial-East | bill.east@us.army.mil | 2012-10-26T09:46:00 | Requirement | Space | 1E25 | GYPSUM WALLBOARD WITH PAINT | n/a | n/a | n/a | n/a | Clinic_076-078_Finish Schedule | n/a
WallMaterial-North | bill.east@us.army.mil | 2012-10-26T09:46:00 | Requirement | Space | 1E25 | GYPSUM WALLBOARD WITH PAINT | n/a | n/a | n/a | n/a | Clinic_076-078_Finish Schedule | n/a
WallMaterial-South | bill.east@us.army.mil | 2012-10-26T09:46:00 | Requirement | Space | 1E25 | GYPSUM WALLBOARD WITH PAINT | n/a | n/a | n/a | n/a | Clinic_076-078_Finish Schedule | n/a
WallMaterial-West | bill.east@us.army.mil | 2012-10-26T09:46:00 | Requirement | Space | 1E25 | GYPSUM WALLBOARD WITH PAINT | n/a | n/a | n/a | n/a | Clinic_076-078_Finish Schedule | n/a
BaseColor | bill.east@us.army.mil | 2012-10-26T09:46:00 | Requirement | Space | 1E26 | ROPPE - 40 FAWN - 4" HIGH RUBBER COVE BASE | n/a | n/a | n/a | n/a | Clinic_076-078_Finish Schedule | n/a
BaseMaterial | bill.east@us.army.mil | 2012-10-26T09:46:00 | Requirement | Space | 1E26 | RUBBER BASE | n/a | n/a | n/a | n/a | Clinic_076-078_Finish Schedule | n/a
CeilingColor | bill.east@us.army.mil | 2012-10-26T09:46:00 | Requirement | Space | 1E26 | ARMSTRONG CEILING TILE - CIRRUS TEGULAR; COLOR: WHITE; SERIES #534 GRID-15/16" EXPOSED TEE GRID SYSTEM-WHITE; SIZE: 2'x2'x3/4" | n/a | n/a | n/a | n/a | Clinic_076-078_Finish Schedule | n/a
CeilingMaterial | bill.east@us.army.mil | 2012-10-26T09:46:00 | Requirement | Space | 1E26 | ACOUSTICAL CEILING TILE | n/a | n/a | n/a | n/a | Clinic_076-078_Finish Schedule | n/a
FloorColor | bill.east@us.army.mil | 2012-10-26T09:46:00 | Requirement | Space | 1E26 | VAMERICAN OLEAN #A-55 DOE SIZE: 2"x2" | n/a | n/a | n/a | n/a | Clinic_076-078_Finish Schedule | n/a
FloorMaterial | bill.east@us.army.mil | 2012-10-26T09:46:00 | Requirement | Space | 1E26 | VINYL COMPOSITION TILE | n/a | n/a | n/a | n/a | Clinic_076-078_Finish Schedule | n/a
WallColor-East | bill.east@us.army.mil | 2012-10-26T09:46:00 | Requirement | Space | 1E26 | DEVOE # 2W18-2 PRARIE BUFF | n/a | n/a | n/a | n/a | Clinic_076-078_Finish Schedule | n/a
WallColor-North | bill.east@us.army.mil | 2012-10-26T09:46:00 | Requirement | Space | 1E26 | DEVOE # 2W18-2 PRARIE BUFF | n/a | n/a | n/a | n/a | Clinic_076-078_Finish Schedule | n/a
WallColor-South | bill.east@us.army.mil | 2012-10-26T09:46:00 | Requirement | Space | 1E26 | DEVOE # 2W18-2 PRARIE BUFF | n/a | n/a | n/a | n/a | Clinic_076-078_Finish Schedule | n/a
WallColor-West | bill.east@us.army.mil | 2012-10-26T09:46:00 | Requirement | Space | 1E26 | DEVOE # 2W18-2 PRARIE BUFF | n/a | n/a | n/a | n/a | Clinic_076-078_Finish Schedule | n/a
WallMaterial-East | bill.east@us.army.mil | 2012-10-26T09:46:00 | Requirement | Space | 1E26 | GYPSUM WALLBOARD WITH PAINT | n/a | n/a | n/a | n/a | Clinic_076-078_Finish Schedule | n/a
WallMaterial-North | bill.east@us.army.mil | 2012-10-26T09:46:00 | Requirement | Space | 1E26 | GYPSUM WALLBOARD WITH PAINT | n/a | n/a | n/a | n/a | Clinic_076-078_Finish Schedule | n/a
WallMaterial-South | bill.east@us.army.mil | 2012-10-26T09:46:00 | Requirement | Space | 1E26 | GYPSUM WALLBOARD WITH PAINT | n/a | n/a | n/a | n/a | Clinic_076-078_Finish Schedule | n/a
WallMaterial-West | bill.east@us.army.mil | 2012-10-26T09:46:00 | Requirement | Space | 1E26 | GYPSUM WALLBOARD WITH PAINT | n/a | n/a | n/a | n/a | Clinic_076-078_Finish Schedule | n/a
BaseColor | bill.east@us.army.mil | 2012-10-26T09:46:00 | Requirement | Space | 1E27 | ROPPE - 40 FAWN - 4" HIGH RUBBER COVE BASE | n/a | n/a | n/a | n/a | Clinic_076-078_Finish Schedule | n/a
BaseMaterial | bill.east@us.army.mil | 2012-10-26T09:46:00 | Requirement | Space | 1E27 | RUBBER BASE | n/a | n/a | n/a | n/a | Clinic_076-078_Finish Schedule | n/a
CeilingColor | bill.east@us.army.mil | 2012-10-26T09:46:00 | Requirement | Space | 1E27 | ARMSTRONG CEILING TILE - CIRRUS TEGULAR; COLOR: WHITE; SERIES #534 GRID-15/16" EXPOSED TEE GRID SYSTEM-WHITE; SIZE: 2'x2'x3/4" | n/a | n/a | n/a | n/a | Clinic_076-078_Finish Schedule | n/a
CeilingMaterial | bill.east@us.army.mil | 2012-10-26T09:46:00 | Requirement | Space | 1E27 | ACOUSTICAL CEILING TILE | n/a | n/a | n/a | n/a | Clinic_076-078_Finish Schedule | n/a
FloorColor | bill.east@us.army.mil | 2012-10-26T09:46:00 | Requirement | Space | 1E27 | INTERFACE - CARIBBEAN #3080 ANTIQUA | n/a | n/a | n/a | n/a | Clinic_076-078_Finish Schedule | n/a
FloorMaterial | bill.east@us.army.mil | 2012-10-26T09:46:00 | Requirement | Space | 1E27 | CARPET | n/a | n/a | n/a | n/a | Clinic_076-078_Finish Schedule | n/a
WallColor-East | bill.east@us.army.mil | 2012-10-26T09:46:00 | Requirement | Space | 1E27 | DEVOE # 2W18-2 PRARIE BUFF | n/a | n/a | n/a | n/a | Clinic_076-078_Finish Schedule | n/a
WallColor-North | bill.east@us.army.mil | 2012-10-26T09:46:00 | Requirement | Space | 1E27 | DEVOE # 2W18-2 PRARIE BUFF | n/a | n/a | n/a | n/a | Clinic_076-078_Finish Schedule | n/a
WallColor-South | bill.east@us.army.mil | 2012-10-26T09:46:00 | Requirement | Space | 1E27 | DEVOE # 2W18-2 PRARIE BUFF | n/a | n/a | n/a | n/a | Clinic_076-078_Finish Schedule | n/a
WallColor-West | bill.east@us.army.mil | 2012-10-26T09:46:00 | Requirement | Space | 1E27 | DEVOE # 2W18-2 PRARIE BUFF | n/a | n/a | n/a | n/a | Clinic_076-078_Finish Schedule | n/a
WallMaterial-East | bill.east@us.army.mil | 2012-10-26T09:46:00 | Requirement | Space | 1E27 | GYPSUM WALLBOARD WITH PAINT | n/a | n/a | n/a | n/a | Clinic_076-078_Finish Schedule | n/a
WallMaterial-North | bill.east@us.army.mil | 2012-10-26T09:46:00 | Requirement | Space | 1E27 | GYPSUM WALLBOARD WITH PAINT | n/a | n/a | n/a | n/a | Clinic_076-078_Finish Schedule | n/a
WallMaterial-South | bill.east@us.army.mil | 2012-10-26T09:46:00 | Requirement | Space | 1E27 | GYPSUM WALLBOARD WITH PAINT | n/a | n/a | n/a | n/a | Clinic_076-078_Finish Schedule | n/a
WallMaterial-West | bill.east@us.army.mil | 2012-10-26T09:46:00 | Requirement | Space | 1E27 | GYPSUM WALLBOARD WITH PAINT | n/a | n/a | n/a | n/a | Clinic_076-078_Finish Schedule | n/a
BaseColor | bill.east@us.army.mil | 2012-10-26T09:46:00 | Requirement | Space | 1E28 | ROPPE - 40 FAWN - 4" HIGH RUBBER COVE BASE | n/a | n/a | n/a | n/a | Clinic_076-078_Finish Schedule | n/a
BaseMaterial | bill.east@us.army.mil | 2012-10-26T09:46:00 | Requirement | Space | 1E28 | RUBBER BASE | n/a | n/a | n/a | n/a | Clinic_076-078_Finish Schedule | n/a
CeilingColor | bill.east@us.army.mil | 2012-10-26T09:46:00 | Requirement | Space | 1E28 | ARMSTRONG CEILING TILE - CIRRUS TEGULAR; COLOR: WHITE; SERIES #534 GRID-15/16" EXPOSED TEE GRID SYSTEM-WHITE; SIZE: 2'x2'x3/4" | n/a | n/a | n/a | n/a | Clinic_076-078_Finish Schedule | n/a
CeilingMaterial | bill.east@us.army.mil | 2012-10-26T09:46:00 | Requirement | Space | 1E28 | ACOUSTICAL CEILING TILE | n/a | n/a | n/a | n/a | Clinic_076-078_Finish Schedule | n/a
FloorColor | bill.east@us.army.mil | 2012-10-26T09:46:00 | Requirement | Space | 1E28 | INTERFACE - CARIBBEAN #3080 ANTIQUA | n/a | n/a | n/a | n/a | Clinic_076-078_Finish Schedule | n/a
FloorMaterial | bill.east@us.army.mil | 2012-10-26T09:46:00 | Requirement | Space | 1E28 | CARPET | n/a | n/a | n/a | n/a | Clinic_076-078_Finish Schedule | n/a
WallColor-East | bill.east@us.army.mil | 2012-10-26T09:46:00 | Requirement | Space | 1E28 | DEVOE # 2W18-2 PRARIE BUFF | n/a | n/a | n/a | n/a | Clinic_076-078_Finish Schedule | n/a
WallColor-North | bill.east@us.army.mil | 2012-10-26T09:46:00 | Requirement | Space | 1E28 | DEVOE # 2W18-2 PRARIE BUFF | n/a | n/a | n/a | n/a | Clinic_076-078_Finish Schedule | n/a
WallColor-South | bill.east@us.army.mil | 2012-10-26T09:46:00 | Requirement | Space | 1E28 | DEVOE # 2W18-2 PRARIE BUFF | n/a | n/a | n/a | n/a | Clinic_076-078_Finish Schedule | n/a
WallColor-West | bill.east@us.army.mil | 2012-10-26T09:46:00 | Requirement | Space | 1E28 | DEVOE # 2W18-2 PRARIE BUFF | n/a | n/a | n/a | n/a | Clinic_076-078_Finish Schedule | n/a
WallMaterial-East | bill.east@us.army.mil | 2012-10-26T09:46:00 | Requirement | Space | 1E28 | GYPSUM WALLBOARD WITH PAINT | n/a | n/a | n/a | n/a | Clinic_076-078_Finish Schedule | n/a
WallMaterial-North | bill.east@us.army.mil | 2012-10-26T09:46:00 | Requirement | Space | 1E28 | GYPSUM WALLBOARD WITH PAINT | n/a | n/a | n/a | n/a | Clinic_076-078_Finish Schedule | n/a
WallMaterial-South | bill.east@us.army.mil | 2012-10-26T09:46:00 | Requirement | Space | 1E28 | GYPSUM WALLBOARD WITH PAINT | n/a | n/a | n/a | n/a | Clinic_076-078_Finish Schedule | n/a
WallMaterial-West | bill.east@us.army.mil | 2012-10-26T09:46:00 | Requirement | Space | 1E28 | GYPSUM WALLBOARD WITH PAINT | n/a | n/a | n/a | n/a | Clinic_076-078_Finish Schedule | n/a
BaseColor | bill.east@us.army.mil | 2012-10-26T09:46:00 | Requirement | Space | 1E29 | ROPPE - 40 FAWN - 4" HIGH RUBBER COVE BASE | n/a | n/a | n/a | n/a | Clinic_076-078_Finish Schedule | n/a
BaseMaterial | bill.east@us.army.mil | 2012-10-26T09:46:00 | Requirement | Space | 1E29 | RUBBER BASE | n/a | n/a | n/a | n/a | Clinic_076-078_Finish Schedule | n/a
CeilingColor | bill.east@us.army.mil | 2012-10-26T09:46:00 | Requirement | Space | 1E29 | ARMSTRONG CEILING TILE - CIRRUS TEGULAR; COLOR: WHITE; SERIES #534 GRID-15/16" EXPOSED TEE GRID SYSTEM-WHITE; SIZE: 2'x2'x3/4" | n/a | n/a | n/a | n/a | Clinic_076-078_Finish Schedule | n/a
CeilingMaterial | bill.east@us.army.mil | 2012-10-26T09:46:00 | Requirement | Space | 1E29 | ACOUSTICAL CEILING TILE | n/a | n/a | n/a | n/a | Clinic_076-078_Finish Schedule | n/a
FloorColor | bill.east@us.army.mil | 2012-10-26T09:46:00 | Requirement | Space | 1E29 | INTERFACE - CARIBBEAN #3080 ANTIQUA | n/a | n/a | n/a | n/a | Clinic_076-078_Finish Schedule | n/a
FloorMaterial | bill.east@us.army.mil | 2012-10-26T09:46:00 | Requirement | Space | 1E29 | CARPET | n/a | n/a | n/a | n/a | Clinic_076-078_Finish Schedule | n/a
WallColor-East | bill.east@us.army.mil | 2012-10-26T09:46:00 | Requirement | Space | 1E29 | DEVOE # 2W18-2 PRARIE BUFF | n/a | n/a | n/a | n/a | Clinic_076-078_Finish Schedule | n/a
WallColor-North | bill.east@us.army.mil | 2012-10-26T09:46:00 | Requirement | Space | 1E29 | DEVOE # 2W18-2 PRARIE BUFF | n/a | n/a | n/a | n/a | Clinic_076-078_Finish Schedule | n/a
WallColor-South | bill.east@us.army.mil | 2012-10-26T09:46:00 | Requirement | Space | 1E29 | DEVOE # 2W18-2 PRARIE BUFF | n/a | n/a | n/a | n/a | Clinic_076-078_Finish Schedule | n/a
WallColor-West | bill.east@us.army.mil | 2012-10-26T09:46:00 | Requirement | Space | 1E29 | DEVOE # 2W18-2 PRARIE BUFF | n/a | n/a | n/a | n/a | Clinic_076-078_Finish Schedule | n/a
WallMaterial-East | bill.east@us.army.mil | 2012-10-26T09:46:00 | Requirement | Space | 1E29 | GYPSUM WALLBOARD WITH PAINT | n/a | n/a | n/a | n/a | Clinic_076-078_Finish Schedule | n/a
WallMaterial-North | bill.east@us.army.mil | 2012-10-26T09:46:00 | Requirement | Space | 1E29 | GYPSUM WALLBOARD WITH PAINT | n/a | n/a | n/a | n/a | Clinic_076-078_Finish Schedule | n/a
WallMaterial-South | bill.east@us.army.mil | 2012-10-26T09:46:00 | Requirement | Space | 1E29 | GYPSUM WALLBOARD WITH PAINT | n/a | n/a | n/a | n/a | Clinic_076-078_Finish Schedule | n/a
WallMaterial-West | bill.east@us.army.mil | 2012-10-26T09:46:00 | Requirement | Space | 1E29 | GYPSUM WALLBOARD WITH PAINT | n/a | n/a | n/a | n/a | Clinic_076-078_Finish Schedule | n/a
BaseColor | bill.east@us.army.mil | 2012-10-26T09:46:00 | Requirement | Space | 1E30 | ROPPE - 40 FAWN - 4" HIGH RUBBER COVE BASE | n/a | n/a | n/a | n/a | Clinic_076-078_Finish Schedule | n/a
BaseMaterial | bill.east@us.army.mil | 2012-10-26T09:46:00 | Requirement | Space | 1E30 | RUBBER BASE | n/a | n/a | n/a | n/a | Clinic_076-078_Finish Schedule | n/a
CeilingColor | bill.east@us.army.mil | 2012-10-26T09:46:00 | Requirement | Space | 1E30 | ARMSTRONG CEILING TILE - FINE FISSURED DURATEX; COLOR: WHITE; SERIES #1870; GRID 15/16" EXPOSED TEE GRID SYSTEM-WHITE; SIZE: 2'x2' | n/a | n/a | n/a | n/a | Clinic_076-078_Finish Schedule | n/a
CeilingMaterial | bill.east@us.army.mil | 2012-10-26T09:46:00 | Requirement | Space | 1E30 | ACOUSTICAL CEILING TILE | n/a | n/a | n/a | n/a | Clinic_076-078_Finish Schedule | n/a
FloorColor | bill.east@us.army.mil | 2012-10-26T09:46:00 | Requirement | Space | 1E30 | VAMERICAN OLEAN #A-55 DOE SIZE: 2"x2" | n/a | n/a | n/a | n/a | Clinic_076-078_Finish Schedule | n/a
FloorMaterial | bill.east@us.army.mil | 2012-10-26T09:46:00 | Requirement | Space | 1E30 | VINYL COMPOSITION TILE | n/a | n/a | n/a | n/a | Clinic_076-078_Finish Schedule | n/a
WallColor-East | bill.east@us.army.mil | 2012-10-26T09:46:00 | Requirement | Space | 1E30 | MATCH PT3 - Devoe # 2W19-4 CLAY PEBBLE | n/a | n/a | n/a | n/a | Clinic_076-078_Finish Schedule | n/a
WallColor-North | bill.east@us.army.mil | 2012-10-26T09:46:00 | Requirement | Space | 1E30 | MATCH PT3 - Devoe # 2W19-4 CLAY PEBBLE | n/a | n/a | n/a | n/a | Clinic_076-078_Finish Schedule | n/a
WallColor-South | bill.east@us.army.mil | 2012-10-26T09:46:00 | Requirement | Space | 1E30 | MATCH PT3 - Devoe # 2W19-4 CLAY PEBBLE | n/a | n/a | n/a | n/a | Clinic_076-078_Finish Schedule | n/a
WallColor-West | bill.east@us.army.mil | 2012-10-26T09:46:00 | Requirement | Space | 1E30 | MATCH PT3 - Devoe # 2W19-4 CLAY PEBBLE | n/a | n/a | n/a | n/a | Clinic_076-078_Finish Schedule | n/a
WallMaterial-East | bill.east@us.army.mil | 2012-10-26T09:46:00 | Requirement | Space | 1E30 | GYPSUM WALLBOARD WITH LIQUID GLAZED COATING | n/a | n/a | n/a | n/a | Clinic_076-078_Finish Schedule | n/a
WallMaterial-North | bill.east@us.army.mil | 2012-10-26T09:46:00 | Requirement | Space | 1E30 | GYPSUM WALLBOARD WITH LIQUID GLAZED COATING | n/a | n/a | n/a | n/a | Clinic_076-078_Finish Schedule | n/a
WallMaterial-South | bill.east@us.army.mil | 2012-10-26T09:46:00 | Requirement | Space | 1E30 | GYPSUM WALLBOARD WITH LIQUID GLAZED COATING | n/a | n/a | n/a | n/a | Clinic_076-078_Finish Schedule | n/a
WallMaterial-West | bill.east@us.army.mil | 2012-10-26T09:46:00 | Requirement | Space | 1E30 | GYPSUM WALLBOARD WITH LIQUID GLAZED COATING | n/a | n/a | n/a | n/a | Clinic_076-078_Finish Schedule | n/a
BaseColor | bill.east@us.army.mil | 2012-10-26T09:46:00 | Requirement | Space | 1E33 | ARMSTRONG - MEDINTECH - #86439 DESERT GOLD | n/a | n/a | n/a | n/a | Clinic_076-078_Finish Schedule | n/a
BaseMaterial | bill.east@us.army.mil | 2012-10-26T09:46:00 | Requirement | Space | 1E33 | INTEGRAL VINYL BASE | n/a | n/a | n/a | n/a | Clinic_076-078_Finish Schedule | n/a
CeilingColor | bill.east@us.army.mil | 2012-10-26T09:46:00 | Requirement | Space | 1E33 | ARMSTRONG CEILING TILE - FINE FISSURED DURATEX; COLOR: WHITE; SERIES #1870; GRID 15/16" EXPOSED TEE GRID SYSTEM-WHITE; SIZE: 2'x2' | n/a | n/a | n/a | n/a | Clinic_076-078_Finish Schedule | n/a
CeilingMaterial | bill.east@us.army.mil | 2012-10-26T09:46:00 | Requirement | Space | 1E33 | ACOUSTICAL CEILING TILE | n/a | n/a | n/a | n/a | Clinic_076-078_Finish Schedule | n/a
FloorColor | bill.east@us.army.mil | 2012-10-26T09:46:00 | Requirement | Space | 1E33 | ARMSTRONG - MEDIN TECH - #86439 DESERT GOLD | n/a | n/a | n/a | n/a | Clinic_076-078_Finish Schedule | n/a
FloorMaterial | bill.east@us.army.mil | 2012-10-26T09:46:00 | Requirement | Space | 1E33 | SHEET VINYL | n/a | n/a | n/a | n/a | Clinic_076-078_Finish Schedule | n/a
WallColor-East | bill.east@us.army.mil | 2012-10-26T09:46:00 | Requirement | Space | 1E33 | MATCH PT3 - Devoe # 2W19-4 CLAY PEBBLE | n/a | n/a | n/a | n/a | Clinic_076-078_Finish Schedule | n/a
WallColor-North | bill.east@us.army.mil | 2012-10-26T09:46:00 | Requirement | Space | 1E33 | MATCH PT3 - Devoe # 2W19-4 CLAY PEBBLE | n/a | n/a | n/a | n/a | Clinic_076-078_Finish Schedule | n/a
WallColor-South | bill.east@us.army.mil | 2012-10-26T09:46:00 | Requirement | Space | 1E33 | MATCH PT3 - Devoe # 2W19-4 CLAY PEBBLE | n/a | n/a | n/a | n/a | Clinic_076-078_Finish Schedule | n/a
WallColor-West | bill.east@us.army.mil | 2012-10-26T09:46:00 | Requirement | Space | 1E33 | MATCH PT3 - Devoe # 2W19-4 CLAY PEBBLE | n/a | n/a | n/a | n/a | Clinic_076-078_Finish Schedule | n/a
WallMaterial-East | bill.east@us.army.mil | 2012-10-26T09:46:00 | Requirement | Space | 1E33 | GYPSUM WALLBOARD WITH LIQUID GLAZED COATING | n/a | n/a | n/a | n/a | Clinic_076-078_Finish Schedule | n/a
WallMaterial-North | bill.east@us.army.mil | 2012-10-26T09:46:00 | Requirement | Space | 1E33 | GYPSUM WALLBOARD WITH LIQUID GLAZED COATING | n/a | n/a | n/a | n/a | Clinic_076-078_Finish Schedule | n/a
WallMaterial-South | bill.east@us.army.mil | 2012-10-26T09:46:00 | Requirement | Space | 1E33 | GYPSUM WALLBOARD WITH LIQUID GLAZED COATING | n/a | n/a | n/a | n/a | Clinic_076-078_Finish Schedule | n/a
WallMaterial-West | bill.east@us.army.mil | 2012-10-26T09:46:00 | Requirement | Space | 1E33 | GYPSUM WALLBOARD WITH LIQUID GLAZED COATING | n/a | n/a | n/a | n/a | Clinic_076-078_Finish Schedule | n/a
BaseColor | bill.east@us.army.mil | 2012-10-26T09:46:00 | Requirement | Space | 1EC1 | ROPPE - 40 FAWN - 4" HIGH RUBBER COVE BASE | n/a | n/a | n/a | n/a | Clinic_076-078_Finish Schedule | n/a
BaseMaterial | bill.east@us.army.mil | 2012-10-26T09:46:00 | Requirement | Space | 1EC1 | RUBBER BASE | n/a | n/a | n/a | n/a | Clinic_076-078_Finish Schedule | n/a
CeilingColor | bill.east@us.army.mil | 2012-10-26T09:46:00 | Requirement | Space | 1EC1 | ARMSTRONG CEILING TILE - CIRRUS TEGULAR; COLOR: WHITE; SERIES #534 GRID-15/16" EXPOSED TEE GRID SYSTEM-WHITE; SIZE: 2'x2'x3/4" | n/a | n/a | n/a | n/a | Clinic_076-078_Finish Schedule | n/a
CeilingMaterial | bill.east@us.army.mil | 2012-10-26T09:46:00 | Requirement | Space | 1EC1 | ACOUSTICAL CEILING TILE | n/a | n/a | n/a | n/a | Clinic_076-078_Finish Schedule | n/a
FloorColor | bill.east@us.army.mil | 2012-10-26T09:46:00 | Requirement | Space | 1EC1 | VAMERICAN OLEAN #A-55 DOE SIZE: 2"x2",2 | n/a | n/a | n/a | n/a | Clinic_076-078_Finish Schedule | n/a
FloorMaterial | bill.east@us.army.mil | 2012-10-26T09:46:00 | Requirement | Space | 1EC1 | VINYL COMPOSITION TILE | n/a | n/a | n/a | n/a | Clinic_076-078_Finish Schedule | n/a
WallColor-East | bill.east@us.army.mil | 2012-10-26T09:46:00 | Requirement | Space | 1EC1 | DEVOE # 2C20-4 ROSEMARY GRAY | n/a | n/a | n/a | n/a | Clinic_076-078_Finish Schedule | n/a
WallColor-North | bill.east@us.army.mil | 2012-10-26T09:46:00 | Requirement | Space | 1EC1 | DEVOE # 2W18-2 PRARIE BUFF | n/a | n/a | n/a | n/a | Clinic_076-078_Finish Schedule | n/a
WallColor-South | bill.east@us.army.mil | 2012-10-26T09:46:00 | Requirement | Space | 1EC1 | DEVOE # 2W18-2 PRARIE BUFF | n/a | n/a | n/a | n/a | Clinic_076-078_Finish Schedule | n/a
WallColor-West | bill.east@us.army.mil | 2012-10-26T09:46:00 | Requirement | Space | 1EC1 | DEVOE # 2W18-2 PRARIE BUFF | n/a | n/a | n/a | n/a | Clinic_076-078_Finish Schedule | n/a
WallMaterial-East | bill.east@us.army.mil | 2012-10-26T09:46:00 | Requirement | Space | 1EC1 | GYPSUM WALLBOARD WITH PAINT | n/a | n/a | n/a | n/a | Clinic_076-078_Finish Schedule | n/a
WallMaterial-North | bill.east@us.army.mil | 2012-10-26T09:46:00 | Requirement | Space | 1EC1 | GYPSUM WALLBOARD WITH PAINT | n/a | n/a | n/a | n/a | Clinic_076-078_Finish Schedule | n/a
WallMaterial-South | bill.east@us.army.mil | 2012-10-26T09:46:00 | Requirement | Space | 1EC1 | GYPSUM WALLBOARD WITH PAINT | n/a | n/a | n/a | n/a | Clinic_076-078_Finish Schedule | n/a
WallMaterial-West | bill.east@us.army.mil | 2012-10-26T09:46:00 | Requirement | Space | 1EC1 | GYPSUM WALLBOARD WITH PAINT | n/a | n/a | n/a | n/a | Clinic_076-078_Finish Schedule | n/a
BaseColor | bill.east@us.army.mil | 2012-10-26T09:46:00 | Requirement | Space | 1EC2 | ROPPE - 40 FAWN - 4" HIGH RUBBER COVE BASE | n/a | n/a | n/a | n/a | Clinic_076-078_Finish Schedule | n/a
BaseMaterial | bill.east@us.army.mil | 2012-10-26T09:46:00 | Requirement | Space | 1EC2 | RUBBER BASE | n/a | n/a | n/a | n/a | Clinic_076-078_Finish Schedule | n/a
CeilingColor | bill.east@us.army.mil | 2012-10-26T09:46:00 | Requirement | Space | 1EC2 | ARMSTRONG CEILING TILE - CIRRUS TEGULAR; COLOR: WHITE; SERIES #534 GRID-15/16" EXPOSED TEE GRID SYSTEM-WHITE; SIZE: 2'x2'x3/4" | n/a | n/a | n/a | n/a | Clinic_076-078_Finish Schedule | n/a
CeilingMaterial | bill.east@us.army.mil | 2012-10-26T09:46:00 | Requirement | Space | 1EC2 | ACOUSTICAL CEILING TILE | n/a | n/a | n/a | n/a | Clinic_076-078_Finish Schedule | n/a
FloorColor | bill.east@us.army.mil | 2012-10-26T09:46:00 | Requirement | Space | 1EC2 | VAMERICAN OLEAN #A-55 DOE SIZE: 2"x2",2 | n/a | n/a | n/a | n/a | Clinic_076-078_Finish Schedule | n/a
FloorMaterial | bill.east@us.army.mil | 2012-10-26T09:46:00 | Requirement | Space | 1EC2 | VINYL COMPOSITION TILE | n/a | n/a | n/a | n/a | Clinic_076-078_Finish Schedule | n/a
WallColor-East | bill.east@us.army.mil | 2012-10-26T09:46:00 | Requirement | Space | 1EC2 | DEVOE # 2W18-2 PRARIE BUFF | n/a | n/a | n/a | n/a | Clinic_076-078_Finish Schedule | n/a
WallColor-North | bill.east@us.army.mil | 2012-10-26T09:46:00 | Requirement | Space | 1EC2 | DEVOE # 2W18-2 PRARIE BUFF | n/a | n/a | n/a | n/a | Clinic_076-078_Finish Schedule | n/a
WallColor-South | bill.east@us.army.mil | 2012-10-26T09:46:00 | Requirement | Space | 1EC2 | DEVOE # 2W18-2 PRARIE BUFF | n/a | n/a | n/a | n/a | Clinic_076-078_Finish Schedule | n/a
WallColor-West | bill.east@us.army.mil | 2012-10-26T09:46:00 | Requirement | Space | 1EC2 | DEVOE # 2W18-2 PRARIE BUFF | n/a | n/a | n/a | n/a | Clinic_076-078_Finish Schedule | n/a
WallMaterial-East | bill.east@us.army.mil | 2012-10-26T09:46:00 | Requirement | Space | 1EC2 | GYPSUM WALLBOARD WITH PAINT | n/a | n/a | n/a | n/a | Clinic_076-078_Finish Schedule | n/a
WallMaterial-North | bill.east@us.army.mil | 2012-10-26T09:46:00 | Requirement | Space | 1EC2 | GYPSUM WALLBOARD WITH PAINT | n/a | n/a | n/a | n/a | Clinic_076-078_Finish Schedule | n/a
WallMaterial-South | bill.east@us.army.mil | 2012-10-26T09:46:00 | Requirement | Space | 1EC2 | GYPSUM WALLBOARD WITH PAINT | n/a | n/a | n/a | n/a | Clinic_076-078_Finish Schedule | n/a
WallMaterial-West | bill.east@us.army.mil | 2012-10-26T09:46:00 | Requirement | Space | 1EC2 | GYPSUM WALLBOARD WITH PAINT | n/a | n/a | n/a | n/a | Clinic_076-078_Finish Schedule | n/a
BaseColor | bill.east@us.army.mil | 2012-10-26T09:46:00 | Requirement | Space | 1EC3 | ROPPE - 40 FAWN - 4" HIGH RUBBER COVE BASE | n/a | n/a | n/a | n/a | Clinic_076-078_Finish Schedule | n/a
BaseMaterial | bill.east@us.army.mil | 2012-10-26T09:46:00 | Requirement | Space | 1EC3 | RUBBER BASE | n/a | n/a | n/a | n/a | Clinic_076-078_Finish Schedule | n/a
CeilingColor | bill.east@us.army.mil | 2012-10-26T09:46:00 | Requirement | Space | 1EC3 | ARMSTRONG CEILING TILE - CIRRUS TEGULAR; COLOR: WHITE; SERIES #534 GRID-15/16" EXPOSED TEE GRID SYSTEM-WHITE; SIZE: 2'x2'x3/4" | n/a | n/a | n/a | n/a | Clinic_076-078_Finish Schedule | n/a
CeilingMaterial | bill.east@us.army.mil | 2012-10-26T09:46:00 | Requirement | Space | 1EC3 | ACOUSTICAL CEILING TILE | n/a | n/a | n/a | n/a | Clinic_076-078_Finish Schedule | n/a
FloorColor | bill.east@us.army.mil | 2012-10-26T09:46:00 | Requirement | Space | 1EC3 | VAMERICAN OLEAN #A-55 DOE SIZE: 2"x2",2 | n/a | n/a | n/a | n/a | Clinic_076-078_Finish Schedule | n/a
FloorMaterial | bill.east@us.army.mil | 2012-10-26T09:46:00 | Requirement | Space | 1EC3 | VINYL COMPOSITION TILE | n/a | n/a | n/a | n/a | Clinic_076-078_Finish Schedule | n/a
WallColor-East | bill.east@us.army.mil | 2012-10-26T09:46:00 | Requirement | Space | 1EC3 | DEVOE # 2W18-2 PRARIE BUFF | n/a | n/a | n/a | n/a | Clinic_076-078_Finish Schedule | n/a
WallColor-North | bill.east@us.army.mil | 2012-10-26T09:46:00 | Requirement | Space | 1EC3 | DEVOE # 2W18-2 PRARIE BUFF | n/a | n/a | n/a | n/a | Clinic_076-078_Finish Schedule | n/a
WallColor-South | bill.east@us.army.mil | 2012-10-26T09:46:00 | Requirement | Space | 1EC3 | DEVOE # 2C20-4 ROSEMARY GRAY | n/a | n/a | n/a | n/a | Clinic_076-078_Finish Schedule | n/a
WallColor-West | bill.east@us.army.mil | 2012-10-26T09:46:00 | Requirement | Space | 1EC3 | CONCRETE | n/a | n/a | n/a | n/a | Clinic_076-078_Finish Schedule | n/a
WallMaterial-East | bill.east@us.army.mil | 2012-10-26T09:46:00 | Requirement | Space | 1EC3 | GYPSUM WALLBOARD WITH PAINT | n/a | n/a | n/a | n/a | Clinic_076-078_Finish Schedule | n/a
WallMaterial-North | bill.east@us.army.mil | 2012-10-26T09:46:00 | Requirement | Space | 1EC3 | GYPSUM WALLBOARD WITH PAINT | n/a | n/a | n/a | n/a | Clinic_076-078_Finish Schedule | n/a
WallMaterial-South | bill.east@us.army.mil | 2012-10-26T09:46:00 | Requirement | Space | 1EC3 | GYPSUM WALLBOARD WITH PAINT | n/a | n/a | n/a | n/a | Clinic_076-078_Finish Schedule | n/a
WallMaterial-West | bill.east@us.army.mil | 2012-10-26T09:46:00 | Requirement | Space | 1EC3 | CONCRETE | n/a | n/a | n/a | n/a | Clinic_076-078_Finish Schedule | n/a
BaseColor | bill.east@us.army.mil | 2012-10-26T09:46:00 | Requirement | Space | 1EC4 | ROPPE - 40 FAWN - 4" HIGH RUBBER COVE BASE | n/a | n/a | n/a | n/a | Clinic_076-078_Finish Schedule | n/a
BaseMaterial | bill.east@us.army.mil | 2012-10-26T09:46:00 | Requirement | Space | 1EC4 | RUBBER BASE | n/a | n/a | n/a | n/a | Clinic_076-078_Finish Schedule | n/a
CeilingColor | bill.east@us.army.mil | 2012-10-26T09:46:00 | Requirement | Space | 1EC4 | ARMSTRONG CEILING TILE - CIRRUS TEGULAR; COLOR: WHITE; SERIES #534 GRID-15/16" EXPOSED TEE GRID SYSTEM-WHITE; SIZE: 2'x2'x3/4" | n/a | n/a | n/a | n/a | Clinic_076-078_Finish Schedule | n/a
CeilingMaterial | bill.east@us.army.mil | 2012-10-26T09:46:00 | Requirement | Space | 1EC4 | ACOUSTICAL CEILING TILE | n/a | n/a | n/a | n/a | Clinic_076-078_Finish Schedule | n/a
FloorColor | bill.east@us.army.mil | 2012-10-26T09:46:00 | Requirement | Space | 1EC4 | VAMERICAN OLEAN #A-55 DOE SIZE: 2"x2",2 | n/a | n/a | n/a | n/a | Clinic_076-078_Finish Schedule | n/a
FloorMaterial | bill.east@us.army.mil | 2012-10-26T09:46:00 | Requirement | Space | 1EC4 | VINYL COMPOSITION TILE | n/a | n/a | n/a | n/a | Clinic_076-078_Finish Schedule | n/a
WallColor-East | bill.east@us.army.mil | 2012-10-26T09:46:00 | Requirement | Space | 1EC4 | DEVOE # 2W18-2 PRARIE BUFF | n/a | n/a | n/a | n/a | Clinic_076-078_Finish Schedule | n/a
WallColor-North | bill.east@us.army.mil | 2012-10-26T09:46:00 | Requirement | Space | 1EC4 | DEVOE # 2W18-2 PRARIE BUFF | n/a | n/a | n/a | n/a | Clinic_076-078_Finish Schedule | n/a
WallColor-South | bill.east@us.army.mil | 2012-10-26T09:46:00 | Requirement | Space | 1EC4 | DEVOE # 2W18-2 PRARIE BUFF | n/a | n/a | n/a | n/a | Clinic_076-078_Finish Schedule | n/a
WallColor-West | bill.east@us.army.mil | 2012-10-26T09:46:00 | Requirement | Space | 1EC4 | CONCRETE | n/a | n/a | n/a | n/a | Clinic_076-078_Finish Schedule | n/a
WallMaterial-East | bill.east@us.army.mil | 2012-10-26T09:46:00 | Requirement | Space | 1EC4 | GYPSUM WALLBOARD WITH PAINT | n/a | n/a | n/a | n/a | Clinic_076-078_Finish Schedule | n/a
WallMaterial-North | bill.east@us.army.mil | 2012-10-26T09:46:00 | Requirement | Space | 1EC4 | GYPSUM WALLBOARD WITH PAINT | n/a | n/a | n/a | n/a | Clinic_076-078_Finish Schedule | n/a
WallMaterial-South | bill.east@us.army.mil | 2012-10-26T09:46:00 | Requirement | Space | 1EC4 | GYPSUM WALLBOARD WITH PAINT | n/a | n/a | n/a | n/a | Clinic_076-078_Finish Schedule | n/a
WallMaterial-West | bill.east@us.army.mil | 2012-10-26T09:46:00 | Requirement | Space | 1EC4 | CONCRETE | n/a | n/a | n/a | n/a | Clinic_076-078_Finish Schedule | n/a
BaseColor | bill.east@us.army.mil | 2012-10-26T09:46:00 | Requirement | Space | 2A01 | ROPPE - 40 FAWN - 4" HIGH RUBBER COVE BASE | n/a | n/a | n/a | n/a | Clinic_076-078_Finish Schedule | n/a
BaseMaterial | bill.east@us.army.mil | 2012-10-26T09:46:00 | Requirement | Space | 2A01 | RUBBER BASE | n/a | n/a | n/a | n/a | Clinic_076-078_Finish Schedule | n/a
CeilingColor | bill.east@us.army.mil | 2012-10-26T09:46:00 | Requirement | Space | 2A01 | ARMSTRONG CEILING TILE - CIRRUS TEGULAR; COLOR: WHITE; SERIES #534 GRID-15/16" EXPOSED TEE GRID SYSTEM-WHITE; SIZE: 2'x2'x3/4" | n/a | n/a | n/a | n/a | Clinic_076-078_Finish Schedule | n/a
CeilingMaterial | bill.east@us.army.mil | 2012-10-26T09:46:00 | Requirement | Space | 2A01 | ACOUSTICAL CEILING TILE | n/a | n/a | n/a | n/a | Clinic_076-078_Finish Schedule | n/a
FloorColor | bill.east@us.army.mil | 2012-10-26T09:46:00 | Requirement | Space | 2A01 | INTERFACE - CARIBBEAN #3063 SEA TURTLE | n/a | n/a | n/a | n/a | Clinic_076-078_Finish Schedule | n/a
FloorMaterial | bill.east@us.army.mil | 2012-10-26T09:46:00 | Requirement | Space | 2A01 | CARPET | n/a | n/a | n/a | n/a | Clinic_076-078_Finish Schedule | n/a
WallColor-East | bill.east@us.army.mil | 2012-10-26T09:46:00 | Requirement | Space | 2A01 | DEVOE # 2W18-2 PRARIE BUFF | n/a | n/a | n/a | n/a | Clinic_076-078_Finish Schedule | n/a
WallColor-North | bill.east@us.army.mil | 2012-10-26T09:46:00 | Requirement | Space | 2A01 | DEVOE # 2W18-2 PRARIE BUFF | n/a | n/a | n/a | n/a | Clinic_076-078_Finish Schedule | n/a
WallColor-South | bill.east@us.army.mil | 2012-10-26T09:46:00 | Requirement | Space | 2A01 | DEVOE # 2W18-2 PRARIE BUFF | n/a | n/a | n/a | n/a | Clinic_076-078_Finish Schedule | n/a
WallColor-West | bill.east@us.army.mil | 2012-10-26T09:46:00 | Requirement | Space | 2A01 | DEVOE # 2W18-2 PRARIE BUFF | n/a | n/a | n/a | n/a | Clinic_076-078_Finish Schedule | n/a
WallMaterial-East | bill.east@us.army.mil | 2012-10-26T09:46:00 | Requirement | Space | 2A01 | GYPSUM WALLBOARD WITH PAINT | n/a | n/a | n/a | n/a | Clinic_076-078_Finish Schedule | n/a
WallMaterial-North | bill.east@us.army.mil | 2012-10-26T09:46:00 | Requirement | Space | 2A01 | GYPSUM WALLBOARD WITH PAINT | n/a | n/a | n/a | n/a | Clinic_076-078_Finish Schedule | n/a
WallMaterial-South | bill.east@us.army.mil | 2012-10-26T09:46:00 | Requirement | Space | 2A01 | GYPSUM WALLBOARD WITH PAINT | n/a | n/a | n/a | n/a | Clinic_076-078_Finish Schedule | n/a
WallMaterial-West | bill.east@us.army.mil | 2012-10-26T09:46:00 | Requirement | Space | 2A01 | GYPSUM WALLBOARD WITH PAINT | n/a | n/a | n/a | n/a | Clinic_076-078_Finish Schedule | n/a
BaseColor | bill.east@us.army.mil | 2012-10-26T09:46:00 | Requirement | Space | 2A02 | ROPPE - 40 FAWN - 4" HIGH RUBBER COVE BASE | n/a | n/a | n/a | n/a | Clinic_076-078_Finish Schedule | n/a
BaseMaterial | bill.east@us.army.mil | 2012-10-26T09:46:00 | Requirement | Space | 2A02 | RUBBER BASE | n/a | n/a | n/a | n/a | Clinic_076-078_Finish Schedule | n/a
CeilingColor | bill.east@us.army.mil | 2012-10-26T09:46:00 | Requirement | Space | 2A02 | ARMSTRONG CEILING TILE - CIRRUS TEGULAR; COLOR: WHITE; SERIES #534 GRID-15/16" EXPOSED TEE GRID SYSTEM-WHITE; SIZE: 2'x2'x3/4" | n/a | n/a | n/a | n/a | Clinic_076-078_Finish Schedule | n/a
CeilingMaterial | bill.east@us.army.mil | 2012-10-26T09:46:00 | Requirement | Space | 2A02 | ACOUSTICAL CEILING TILE | n/a | n/a | n/a | n/a | Clinic_076-078_Finish Schedule | n/a
FloorColor | bill.east@us.army.mil | 2012-10-26T09:46:00 | Requirement | Space | 2A02 | INTERFACE - CARIBBEAN #3063 SEA TURTLE | n/a | n/a | n/a | n/a | Clinic_076-078_Finish Schedule | n/a
FloorMaterial | bill.east@us.army.mil | 2012-10-26T09:46:00 | Requirement | Space | 2A02 | CARPET | n/a | n/a | n/a | n/a | Clinic_076-078_Finish Schedule | n/a
WallColor-East | bill.east@us.army.mil | 2012-10-26T09:46:00 | Requirement | Space | 2A02 | DEVOE # 2W18-2 PRARIE BUFF | n/a | n/a | n/a | n/a | Clinic_076-078_Finish Schedule | n/a
WallColor-North | bill.east@us.army.mil | 2012-10-26T09:46:00 | Requirement | Space | 2A02 | DEVOE # 2W18-2 PRARIE BUFF | n/a | n/a | n/a | n/a | Clinic_076-078_Finish Schedule | n/a
WallColor-South | bill.east@us.army.mil | 2012-10-26T09:46:00 | Requirement | Space | 2A02 | DEVOE # 2W18-2 PRARIE BUFF | n/a | n/a | n/a | n/a | Clinic_076-078_Finish Schedule | n/a
WallColor-West | bill.east@us.army.mil | 2012-10-26T09:46:00 | Requirement | Space | 2A02 | DEVOE # 2W18-2 PRARIE BUFF | n/a | n/a | n/a | n/a | Clinic_076-078_Finish Schedule | n/a
WallMaterial-East | bill.east@us.army.mil | 2012-10-26T09:46:00 | Requirement | Space | 2A02 | GYPSUM WALLBOARD WITH PAINT | n/a | n/a | n/a | n/a | Clinic_076-078_Finish Schedule | n/a
WallMaterial-North | bill.east@us.army.mil | 2012-10-26T09:46:00 | Requirement | Space | 2A02 | GYPSUM WALLBOARD WITH PAINT | n/a | n/a | n/a | n/a | Clinic_076-078_Finish Schedule | n/a
WallMaterial-South | bill.east@us.army.mil | 2012-10-26T09:46:00 | Requirement | Space | 2A02 | GYPSUM WALLBOARD WITH PAINT | n/a | n/a | n/a | n/a | Clinic_076-078_Finish Schedule | n/a
WallMaterial-West | bill.east@us.army.mil | 2012-10-26T09:46:00 | Requirement | Space | 2A02 | GYPSUM WALLBOARD WITH PAINT | n/a | n/a | n/a | n/a | Clinic_076-078_Finish Schedule | n/a
BaseColor | bill.east@us.army.mil | 2012-10-26T09:46:00 | Requirement | Space | 2A03 | ROPPE - 40 FAWN - 4" HIGH RUBBER COVE BASE | n/a | n/a | n/a | n/a | Clinic_076-078_Finish Schedule | n/a
BaseMaterial | bill.east@us.army.mil | 2012-10-26T09:46:00 | Requirement | Space | 2A03 | RUBBER BASE | n/a | n/a | n/a | n/a | Clinic_076-078_Finish Schedule | n/a
CeilingColor | bill.east@us.army.mil | 2012-10-26T09:46:00 | Requirement | Space | 2A03 | ARMSTRONG CEILING TILE - CIRRUS TEGULAR; COLOR: WHITE; SERIES #534 GRID-15/16" EXPOSED TEE GRID SYSTEM-WHITE; SIZE: 2'x2'x3/4" | n/a | n/a | n/a | n/a | Clinic_076-078_Finish Schedule | n/a
CeilingMaterial | bill.east@us.army.mil | 2012-10-26T09:46:00 | Requirement | Space | 2A03 | ACOUSTICAL CEILING TILE | n/a | n/a | n/a | n/a | Clinic_076-078_Finish Schedule | n/a
FloorColor | bill.east@us.army.mil | 2012-10-26T09:46:00 | Requirement | Space | 2A03 | INTERFACE - CARIBBEAN #3063 SEA TURTLE | n/a | n/a | n/a | n/a | Clinic_076-078_Finish Schedule | n/a
FloorMaterial | bill.east@us.army.mil | 2012-10-26T09:46:00 | Requirement | Space | 2A03 | CARPET | n/a | n/a | n/a | n/a | Clinic_076-078_Finish Schedule | n/a
WallColor-East | bill.east@us.army.mil | 2012-10-26T09:46:00 | Requirement | Space | 2A03 | DEVOE # 2W18-2 PRARIE BUFF | n/a | n/a | n/a | n/a | Clinic_076-078_Finish Schedule | n/a
WallColor-North | bill.east@us.army.mil | 2012-10-26T09:46:00 | Requirement | Space | 2A03 | DEVOE # 2W18-2 PRARIE BUFF | n/a | n/a | n/a | n/a | Clinic_076-078_Finish Schedule | n/a
WallColor-South | bill.east@us.army.mil | 2012-10-26T09:46:00 | Requirement | Space | 2A03 | DEVOE # 2W18-2 PRARIE BUFF | n/a | n/a | n/a | n/a | Clinic_076-078_Finish Schedule | n/a
WallColor-West | bill.east@us.army.mil | 2012-10-26T09:46:00 | Requirement | Space | 2A03 | DEVOE # 2W18-2 PRARIE BUFF | n/a | n/a | n/a | n/a | Clinic_076-078_Finish Schedule | n/a
WallMaterial-East | bill.east@us.army.mil | 2012-10-26T09:46:00 | Requirement | Space | 2A03 | GYPSUM WALLBOARD WITH PAINT | n/a | n/a | n/a | n/a | Clinic_076-078_Finish Schedule | n/a
WallMaterial-North | bill.east@us.army.mil | 2012-10-26T09:46:00 | Requirement | Space | 2A03 | GYPSUM WALLBOARD WITH PAINT | n/a | n/a | n/a | n/a | Clinic_076-078_Finish Schedule | n/a
WallMaterial-South | bill.east@us.army.mil | 2012-10-26T09:46:00 | Requirement | Space | 2A03 | GYPSUM WALLBOARD WITH PAINT | n/a | n/a | n/a | n/a | Clinic_076-078_Finish Schedule | n/a
WallMaterial-West | bill.east@us.army.mil | 2012-10-26T09:46:00 | Requirement | Space | 2A03 | GYPSUM WALLBOARD WITH PAINT | n/a | n/a | n/a | n/a | Clinic_076-078_Finish Schedule | n/a
BaseColor | bill.east@us.army.mil | 2012-10-26T09:46:00 | Requirement | Space | 2A04 | ROPPE - 40 FAWN - 4" HIGH RUBBER COVE BASE | n/a | n/a | n/a | n/a | Clinic_076-078_Finish Schedule | n/a
BaseMaterial | bill.east@us.army.mil | 2012-10-26T09:46:00 | Requirement | Space | 2A04 | RUBBER BASE | n/a | n/a | n/a | n/a | Clinic_076-078_Finish Schedule | n/a
CeilingColor | bill.east@us.army.mil | 2012-10-26T09:46:00 | Requirement | Space | 2A04 | ARMSTRONG CEILING TILE - CIRRUS TEGULAR; COLOR: WHITE; SERIES #534 GRID-15/16" EXPOSED TEE GRID SYSTEM-WHITE; SIZE: 2'x2'x3/4" | n/a | n/a | n/a | n/a | Clinic_076-078_Finish Schedule | n/a
CeilingMaterial | bill.east@us.army.mil | 2012-10-26T09:46:00 | Requirement | Space | 2A04 | ACOUSTICAL CEILING TILE | n/a | n/a | n/a | n/a | Clinic_076-078_Finish Schedule | n/a
FloorColor | bill.east@us.army.mil | 2012-10-26T09:46:00 | Requirement | Space | 2A04 | INTERFACE - CARIBBEAN #3063 SEA TURTLE | n/a | n/a | n/a | n/a | Clinic_076-078_Finish Schedule | n/a
FloorMaterial | bill.east@us.army.mil | 2012-10-26T09:46:00 | Requirement | Space | 2A04 | CARPET | n/a | n/a | n/a | n/a | Clinic_076-078_Finish Schedule | n/a
WallColor-East | bill.east@us.army.mil | 2012-10-26T09:46:00 | Requirement | Space | 2A04 | DEVOE # 2W18-2 PRARIE BUFF | n/a | n/a | n/a | n/a | Clinic_076-078_Finish Schedule | n/a
WallColor-North | bill.east@us.army.mil | 2012-10-26T09:46:00 | Requirement | Space | 2A04 | DEVOE # 2W18-2 PRARIE BUFF | n/a | n/a | n/a | n/a | Clinic_076-078_Finish Schedule | n/a
WallColor-South | bill.east@us.army.mil | 2012-10-26T09:46:00 | Requirement | Space | 2A04 | DEVOE # 2W18-2 PRARIE BUFF | n/a | n/a | n/a | n/a | Clinic_076-078_Finish Schedule | n/a
WallColor-West | bill.east@us.army.mil | 2012-10-26T09:46:00 | Requirement | Space | 2A04 | DEVOE # 2W18-2 PRARIE BUFF | n/a | n/a | n/a | n/a | Clinic_076-078_Finish Schedule | n/a
WallMaterial-East | bill.east@us.army.mil | 2012-10-26T09:46:00 | Requirement | Space | 2A04 | GYPSUM WALLBOARD WITH PAINT | n/a | n/a | n/a | n/a | Clinic_076-078_Finish Schedule | n/a
WallMaterial-North | bill.east@us.army.mil | 2012-10-26T09:46:00 | Requirement | Space | 2A04 | GYPSUM WALLBOARD WITH PAINT | n/a | n/a | n/a | n/a | Clinic_076-078_Finish Schedule | n/a
WallMaterial-South | bill.east@us.army.mil | 2012-10-26T09:46:00 | Requirement | Space | 2A04 | GYPSUM WALLBOARD WITH PAINT | n/a | n/a | n/a | n/a | Clinic_076-078_Finish Schedule | n/a
WallMaterial-West | bill.east@us.army.mil | 2012-10-26T09:46:00 | Requirement | Space | 2A04 | GYPSUM WALLBOARD WITH PAINT | n/a | n/a | n/a | n/a | Clinic_076-078_Finish Schedule | n/a
BaseColor | bill.east@us.army.mil | 2012-10-26T09:46:00 | Requirement | Space | 2A05 | ARMSTRONG - MEDINTECH - #86439 DESERT GOLD | n/a | n/a | n/a | n/a | Clinic_076-078_Finish Schedule | n/a
BaseMaterial | bill.east@us.army.mil | 2012-10-26T09:46:00 | Requirement | Space | 2A05 | INTEGRAL VINYL BASE | n/a | n/a | n/a | n/a | Clinic_076-078_Finish Schedule | n/a
CeilingColor | bill.east@us.army.mil | 2012-10-26T09:46:00 | Requirement | Space | 2A05 | ARMSTRONG CEILING TILE - CIRRUS TEGULAR; COLOR: WHITE; SERIES #534 GRID-15/16" EXPOSED TEE GRID SYSTEM-WHITE; SIZE: 2'x2'x3/4" | n/a | n/a | n/a | n/a | Clinic_076-078_Finish Schedule | n/a
CeilingMaterial | bill.east@us.army.mil | 2012-10-26T09:46:00 | Requirement | Space | 2A05 | ACOUSTICAL CEILING TILE | n/a | n/a | n/a | n/a | Clinic_076-078_Finish Schedule | n/a
FloorColor | bill.east@us.army.mil | 2012-10-26T09:46:00 | Requirement | Space | 2A05 | ARMSTRONG - MEDIN TECH - #86439 DESERT GOLD | n/a | n/a | n/a | n/a | Clinic_076-078_Finish Schedule | n/a
FloorMaterial | bill.east@us.army.mil | 2012-10-26T09:46:00 | Requirement | Space | 2A05 | SHEET VINYL | n/a | n/a | n/a | n/a | Clinic_076-078_Finish Schedule | n/a
WallColor-East | bill.east@us.army.mil | 2012-10-26T09:46:00 | Requirement | Space | 2A05 | MATCH PT3 - Devoe # 2W19-4 CLAY PEBBLE | n/a | n/a | n/a | n/a | Clinic_076-078_Finish Schedule | n/a
WallColor-North | bill.east@us.army.mil | 2012-10-26T09:46:00 | Requirement | Space | 2A05 | MATCH PT3 - Devoe # 2W19-4 CLAY PEBBLE | n/a | n/a | n/a | n/a | Clinic_076-078_Finish Schedule | n/a
WallColor-South | bill.east@us.army.mil | 2012-10-26T09:46:00 | Requirement | Space | 2A05 | MATCH PT3 - Devoe # 2W19-4 CLAY PEBBLE | n/a | n/a | n/a | n/a | Clinic_076-078_Finish Schedule | n/a
WallColor-West | bill.east@us.army.mil | 2012-10-26T09:46:00 | Requirement | Space | 2A05 | MATCH PT3 - Devoe # 2W19-4 CLAY PEBBLE | n/a | n/a | n/a | n/a | Clinic_076-078_Finish Schedule | n/a
WallMaterial-East | bill.east@us.army.mil | 2012-10-26T09:46:00 | Requirement | Space | 2A05 | GYPSUM WALLBOARD WITH LIQUID GLAZED COATING | n/a | n/a | n/a | n/a | Clinic_076-078_Finish Schedule | n/a
WallMaterial-North | bill.east@us.army.mil | 2012-10-26T09:46:00 | Requirement | Space | 2A05 | GYPSUM WALLBOARD WITH LIQUID GLAZED COATING | n/a | n/a | n/a | n/a | Clinic_076-078_Finish Schedule | n/a
WallMaterial-South | bill.east@us.army.mil | 2012-10-26T09:46:00 | Requirement | Space | 2A05 | GYPSUM WALLBOARD WITH LIQUID GLAZED COATING | n/a | n/a | n/a | n/a | Clinic_076-078_Finish Schedule | n/a
WallMaterial-West | bill.east@us.army.mil | 2012-10-26T09:46:00 | Requirement | Space | 2A05 | GYPSUM WALLBOARD WITH LIQUID GLAZED COATING | n/a | n/a | n/a | n/a | Clinic_076-078_Finish Schedule | n/a
BaseColor | bill.east@us.army.mil | 2012-10-26T09:46:00 | Requirement | Space | 2A06 | ARMSTRONG - MEDINTECH - #86439 DESERT GOLD | n/a | n/a | n/a | n/a | Clinic_076-078_Finish Schedule | n/a
BaseMaterial | bill.east@us.army.mil | 2012-10-26T09:46:00 | Requirement | Space | 2A06 | INTEGRAL VINYL BASE | n/a | n/a | n/a | n/a | Clinic_076-078_Finish Schedule | n/a
CeilingColor | bill.east@us.army.mil | 2012-10-26T09:46:00 | Requirement | Space | 2A06 | ARMSTRONG CEILING TILE - CIRRUS TEGULAR; COLOR: WHITE; SERIES #534 GRID-15/16" EXPOSED TEE GRID SYSTEM-WHITE; SIZE: 2'x2'x3/4" | n/a | n/a | n/a | n/a | Clinic_076-078_Finish Schedule | n/a
CeilingMaterial | bill.east@us.army.mil | 2012-10-26T09:46:00 | Requirement | Space | 2A06 | ACOUSTICAL CEILING TILE | n/a | n/a | n/a | n/a | Clinic_076-078_Finish Schedule | n/a
FloorColor | bill.east@us.army.mil | 2012-10-26T09:46:00 | Requirement | Space | 2A06 | ARMSTRONG - MEDIN TECH - #86439 DESERT GOLD | n/a | n/a | n/a | n/a | Clinic_076-078_Finish Schedule | n/a
FloorMaterial | bill.east@us.army.mil | 2012-10-26T09:46:00 | Requirement | Space | 2A06 | SHEET VINYL | n/a | n/a | n/a | n/a | Clinic_076-078_Finish Schedule | n/a
WallColor-East | bill.east@us.army.mil | 2012-10-26T09:46:00 | Requirement | Space | 2A06 | MATCH PT3 - Devoe # 2W19-4 CLAY PEBBLE | n/a | n/a | n/a | n/a | Clinic_076-078_Finish Schedule | n/a
WallColor-North | bill.east@us.army.mil | 2012-10-26T09:46:00 | Requirement | Space | 2A06 | MATCH PT3 - Devoe # 2W19-4 CLAY PEBBLE | n/a | n/a | n/a | n/a | Clinic_076-078_Finish Schedule | n/a
WallColor-South | bill.east@us.army.mil | 2012-10-26T09:46:00 | Requirement | Space | 2A06 | MATCH PT3 - Devoe # 2W19-4 CLAY PEBBLE | n/a | n/a | n/a | n/a | Clinic_076-078_Finish Schedule | n/a
WallColor-West | bill.east@us.army.mil | 2012-10-26T09:46:00 | Requirement | Space | 2A06 | MATCH PT3 - Devoe # 2W19-4 CLAY PEBBLE | n/a | n/a | n/a | n/a | Clinic_076-078_Finish Schedule | n/a
WallMaterial-East | bill.east@us.army.mil | 2012-10-26T09:46:00 | Requirement | Space | 2A06 | GYPSUM WALLBOARD WITH LIQUID GLAZED COATING | n/a | n/a | n/a | n/a | Clinic_076-078_Finish Schedule | n/a
WallMaterial-North | bill.east@us.army.mil | 2012-10-26T09:46:00 | Requirement | Space | 2A06 | GYPSUM WALLBOARD WITH LIQUID GLAZED COATING | n/a | n/a | n/a | n/a | Clinic_076-078_Finish Schedule | n/a
WallMaterial-South | bill.east@us.army.mil | 2012-10-26T09:46:00 | Requirement | Space | 2A06 | GYPSUM WALLBOARD WITH LIQUID GLAZED COATING | n/a | n/a | n/a | n/a | Clinic_076-078_Finish Schedule | n/a
WallMaterial-West | bill.east@us.army.mil | 2012-10-26T09:46:00 | Requirement | Space | 2A06 | GYPSUM WALLBOARD WITH LIQUID GLAZED COATING | n/a | n/a | n/a | n/a | Clinic_076-078_Finish Schedule | n/a
BaseColor | bill.east@us.army.mil | 2012-10-26T09:46:00 | Requirement | Space | 2A07 | ARMSTRONG - MEDINTECH - #86439 DESERT GOLD | n/a | n/a | n/a | n/a | Clinic_076-078_Finish Schedule | n/a
BaseMaterial | bill.east@us.army.mil | 2012-10-26T09:46:00 | Requirement | Space | 2A07 | INTEGRAL VINYL BASE | n/a | n/a | n/a | n/a | Clinic_076-078_Finish Schedule | n/a
CeilingColor | bill.east@us.army.mil | 2012-10-26T09:46:00 | Requirement | Space | 2A07 | ARMSTRONG CEILING TILE - CIRRUS TEGULAR; COLOR: WHITE; SERIES #534 GRID-15/16" EXPOSED TEE GRID SYSTEM-WHITE; SIZE: 2'x2'x3/4" | n/a | n/a | n/a | n/a | Clinic_076-078_Finish Schedule | n/a
CeilingMaterial | bill.east@us.army.mil | 2012-10-26T09:46:00 | Requirement | Space | 2A07 | ACOUSTICAL CEILING TILE | n/a | n/a | n/a | n/a | Clinic_076-078_Finish Schedule | n/a
FloorColor | bill.east@us.army.mil | 2012-10-26T09:46:00 | Requirement | Space | 2A07 | ARMSTRONG - MEDIN TECH - #86439 DESERT GOLD | n/a | n/a | n/a | n/a | Clinic_076-078_Finish Schedule | n/a
FloorMaterial | bill.east@us.army.mil | 2012-10-26T09:46:00 | Requirement | Space | 2A07 | SHEET VINYL | n/a | n/a | n/a | n/a | Clinic_076-078_Finish Schedule | n/a
WallColor-East | bill.east@us.army.mil | 2012-10-26T09:46:00 | Requirement | Space | 2A07 | MATCH PT3 - Devoe # 2W19-4 CLAY PEBBLE | n/a | n/a | n/a | n/a | Clinic_076-078_Finish Schedule | n/a
WallColor-North | bill.east@us.army.mil | 2012-10-26T09:46:00 | Requirement | Space | 2A07 | MATCH PT3 - Devoe # 2W19-4 CLAY PEBBLE | n/a | n/a | n/a | n/a | Clinic_076-078_Finish Schedule | n/a
WallColor-South | bill.east@us.army.mil | 2012-10-26T09:46:00 | Requirement | Space | 2A07 | MATCH PT3 - Devoe # 2W19-4 CLAY PEBBLE | n/a | n/a | n/a | n/a | Clinic_076-078_Finish Schedule | n/a
WallColor-West | bill.east@us.army.mil | 2012-10-26T09:46:00 | Requirement | Space | 2A07 | MATCH PT3 - Devoe # 2W19-4 CLAY PEBBLE | n/a | n/a | n/a | n/a | Clinic_076-078_Finish Schedule | n/a
WallMaterial-East | bill.east@us.army.mil | 2012-10-26T09:46:00 | Requirement | Space | 2A07 | GYPSUM WALLBOARD WITH LIQUID GLAZED COATING | n/a | n/a | n/a | n/a | Clinic_076-078_Finish Schedule | n/a
WallMaterial-North | bill.east@us.army.mil | 2012-10-26T09:46:00 | Requirement | Space | 2A07 | GYPSUM WALLBOARD WITH LIQUID GLAZED COATING | n/a | n/a | n/a | n/a | Clinic_076-078_Finish Schedule | n/a
WallMaterial-South | bill.east@us.army.mil | 2012-10-26T09:46:00 | Requirement | Space | 2A07 | GYPSUM WALLBOARD WITH LIQUID GLAZED COATING | n/a | n/a | n/a | n/a | Clinic_076-078_Finish Schedule | n/a
WallMaterial-West | bill.east@us.army.mil | 2012-10-26T09:46:00 | Requirement | Space | 2A07 | GYPSUM WALLBOARD WITH LIQUID GLAZED COATING | n/a | n/a | n/a | n/a | Clinic_076-078_Finish Schedule | n/a
BaseColor | bill.east@us.army.mil | 2012-10-26T09:46:00 | Requirement | Space | 2A08 | ARMSTRONG - MEDINTECH - #86439 DESERT GOLD | n/a | n/a | n/a | n/a | Clinic_076-078_Finish Schedule | n/a
BaseMaterial | bill.east@us.army.mil | 2012-10-26T09:46:00 | Requirement | Space | 2A08 | INTEGRAL VINYL BASE | n/a | n/a | n/a | n/a | Clinic_076-078_Finish Schedule | n/a
CeilingColor | bill.east@us.army.mil | 2012-10-26T09:46:00 | Requirement | Space | 2A08 | ARMSTRONG CEILING TILE - CIRRUS TEGULAR; COLOR: WHITE; SERIES #534 GRID-15/16" EXPOSED TEE GRID SYSTEM-WHITE; SIZE: 2'x2'x3/4" | n/a | n/a | n/a | n/a | Clinic_076-078_Finish Schedule | n/a
CeilingMaterial | bill.east@us.army.mil | 2012-10-26T09:46:00 | Requirement | Space | 2A08 | ACOUSTICAL CEILING TILE | n/a | n/a | n/a | n/a | Clinic_076-078_Finish Schedule | n/a
FloorColor | bill.east@us.army.mil | 2012-10-26T09:46:00 | Requirement | Space | 2A08 | ARMSTRONG - MEDIN TECH - #86439 DESERT GOLD | n/a | n/a | n/a | n/a | Clinic_076-078_Finish Schedule | n/a
FloorMaterial | bill.east@us.army.mil | 2012-10-26T09:46:00 | Requirement | Space | 2A08 | SHEET VINYL | n/a | n/a | n/a | n/a | Clinic_076-078_Finish Schedule | n/a
WallColor-East | bill.east@us.army.mil | 2012-10-26T09:46:00 | Requirement | Space | 2A08 | MATCH PT3 - Devoe # 2W19-4 CLAY PEBBLE | n/a | n/a | n/a | n/a | Clinic_076-078_Finish Schedule | n/a
WallColor-North | bill.east@us.army.mil | 2012-10-26T09:46:00 | Requirement | Space | 2A08 | MATCH PT3 - Devoe # 2W19-4 CLAY PEBBLE | n/a | n/a | n/a | n/a | Clinic_076-078_Finish Schedule | n/a
WallColor-South | bill.east@us.army.mil | 2012-10-26T09:46:00 | Requirement | Space | 2A08 | MATCH PT3 - Devoe # 2W19-4 CLAY PEBBLE | n/a | n/a | n/a | n/a | Clinic_076-078_Finish Schedule | n/a
WallColor-West | bill.east@us.army.mil | 2012-10-26T09:46:00 | Requirement | Space | 2A08 | MATCH PT3 - Devoe # 2W19-4 CLAY PEBBLE | n/a | n/a | n/a | n/a | Clinic_076-078_Finish Schedule | n/a
WallMaterial-East | bill.east@us.army.mil | 2012-10-26T09:46:00 | Requirement | Space | 2A08 | GYPSUM WALLBOARD WITH LIQUID GLAZED COATING | n/a | n/a | n/a | n/a | Clinic_076-078_Finish Schedule | n/a
WallMaterial-North | bill.east@us.army.mil | 2012-10-26T09:46:00 | Requirement | Space | 2A08 | GYPSUM WALLBOARD WITH LIQUID GLAZED COATING | n/a | n/a | n/a | n/a | Clinic_076-078_Finish Schedule | n/a
WallMaterial-South | bill.east@us.army.mil | 2012-10-26T09:46:00 | Requirement | Space | 2A08 | GYPSUM WALLBOARD WITH LIQUID GLAZED COATING | n/a | n/a | n/a | n/a | Clinic_076-078_Finish Schedule | n/a
WallMaterial-West | bill.east@us.army.mil | 2012-10-26T09:46:00 | Requirement | Space | 2A08 | GYPSUM WALLBOARD WITH LIQUID GLAZED COATING | n/a | n/a | n/a | n/a | Clinic_076-078_Finish Schedule | n/a
BaseColor | bill.east@us.army.mil | 2012-10-26T09:46:00 | Requirement | Space | 2A09 | ARMSTRONG - MEDINTECH - #86439 DESERT GOLD | n/a | n/a | n/a | n/a | Clinic_076-078_Finish Schedule | n/a
BaseMaterial | bill.east@us.army.mil | 2012-10-26T09:46:00 | Requirement | Space | 2A09 | INTEGRAL VINYL BASE | n/a | n/a | n/a | n/a | Clinic_076-078_Finish Schedule | n/a
CeilingColor | bill.east@us.army.mil | 2012-10-26T09:46:00 | Requirement | Space | 2A09 | ARMSTRONG CEILING TILE - CIRRUS TEGULAR; COLOR: WHITE; SERIES #534 GRID-15/16" EXPOSED TEE GRID SYSTEM-WHITE; SIZE: 2'x2'x3/4" | n/a | n/a | n/a | n/a | Clinic_076-078_Finish Schedule | n/a
CeilingMaterial | bill.east@us.army.mil | 2012-10-26T09:46:00 | Requirement | Space | 2A09 | ACOUSTICAL CEILING TILE | n/a | n/a | n/a | n/a | Clinic_076-078_Finish Schedule | n/a
FloorColor | bill.east@us.army.mil | 2012-10-26T09:46:00 | Requirement | Space | 2A09 | ARMSTRONG - MEDIN TECH - #86439 DESERT GOLD | n/a | n/a | n/a | n/a | Clinic_076-078_Finish Schedule | n/a
FloorMaterial | bill.east@us.army.mil | 2012-10-26T09:46:00 | Requirement | Space | 2A09 | SHEET VINYL | n/a | n/a | n/a | n/a | Clinic_076-078_Finish Schedule | n/a
WallColor-East | bill.east@us.army.mil | 2012-10-26T09:46:00 | Requirement | Space | 2A09 | MATCH PT3 - Devoe # 2W19-4 CLAY PEBBLE | n/a | n/a | n/a | n/a | Clinic_076-078_Finish Schedule | n/a
WallColor-North | bill.east@us.army.mil | 2012-10-26T09:46:00 | Requirement | Space | 2A09 | MATCH PT3 - Devoe # 2W19-4 CLAY PEBBLE | n/a | n/a | n/a | n/a | Clinic_076-078_Finish Schedule | n/a
WallColor-South | bill.east@us.army.mil | 2012-10-26T09:46:00 | Requirement | Space | 2A09 | MATCH PT3 - Devoe # 2W19-4 CLAY PEBBLE | n/a | n/a | n/a | n/a | Clinic_076-078_Finish Schedule | n/a
WallColor-West | bill.east@us.army.mil | 2012-10-26T09:46:00 | Requirement | Space | 2A09 | MATCH PT3 - Devoe # 2W19-4 CLAY PEBBLE | n/a | n/a | n/a | n/a | Clinic_076-078_Finish Schedule | n/a
WallMaterial-East | bill.east@us.army.mil | 2012-10-26T09:46:00 | Requirement | Space | 2A09 | GYPSUM WALLBOARD WITH LIQUID GLAZED COATING | n/a | n/a | n/a | n/a | Clinic_076-078_Finish Schedule | n/a
WallMaterial-North | bill.east@us.army.mil | 2012-10-26T09:46:00 | Requirement | Space | 2A09 | GYPSUM WALLBOARD WITH LIQUID GLAZED COATING | n/a | n/a | n/a | n/a | Clinic_076-078_Finish Schedule | n/a
WallMaterial-South | bill.east@us.army.mil | 2012-10-26T09:46:00 | Requirement | Space | 2A09 | GYPSUM WALLBOARD WITH LIQUID GLAZED COATING | n/a | n/a | n/a | n/a | Clinic_076-078_Finish Schedule | n/a
WallMaterial-West | bill.east@us.army.mil | 2012-10-26T09:46:00 | Requirement | Space | 2A09 | GYPSUM WALLBOARD WITH LIQUID GLAZED COATING | n/a | n/a | n/a | n/a | Clinic_076-078_Finish Schedule | n/a
BaseColor | bill.east@us.army.mil | 2012-10-26T09:46:00 | Requirement | Space | 2A10 | ROPPE - 40 FAWN - 4" HIGH RUBBER COVE BASE | n/a | n/a | n/a | n/a | Clinic_076-078_Finish Schedule | n/a
BaseMaterial | bill.east@us.army.mil | 2012-10-26T09:46:00 | Requirement | Space | 2A10 | RUBBER BASE | n/a | n/a | n/a | n/a | Clinic_076-078_Finish Schedule | n/a
CeilingColor | bill.east@us.army.mil | 2012-10-26T09:46:00 | Requirement | Space | 2A10 | ARMSTRONG CEILING TILE - CIRRUS TEGULAR; COLOR: WHITE; SERIES #534 GRID-15/16" EXPOSED TEE GRID SYSTEM-WHITE; SIZE: 2'x2'x3/4" | n/a | n/a | n/a | n/a | Clinic_076-078_Finish Schedule | n/a
CeilingMaterial | bill.east@us.army.mil | 2012-10-26T09:46:00 | Requirement | Space | 2A10 | ACOUSTICAL CEILING TILE | n/a | n/a | n/a | n/a | Clinic_076-078_Finish Schedule | n/a
FloorColor | bill.east@us.army.mil | 2012-10-26T09:46:00 | Requirement | Space | 2A10 | INTERFACE - CARIBBEAN #3063 SEA TURTLE | n/a | n/a | n/a | n/a | Clinic_076-078_Finish Schedule | n/a
FloorMaterial | bill.east@us.army.mil | 2012-10-26T09:46:00 | Requirement | Space | 2A10 | CARPET | n/a | n/a | n/a | n/a | Clinic_076-078_Finish Schedule | n/a
WallColor-East | bill.east@us.army.mil | 2012-10-26T09:46:00 | Requirement | Space | 2A10 | DEVOE # 2W18-2 PRARIE BUFF | n/a | n/a | n/a | n/a | Clinic_076-078_Finish Schedule | n/a
WallColor-North | bill.east@us.army.mil | 2012-10-26T09:46:00 | Requirement | Space | 2A10 | DEVOE # 2W18-2 PRARIE BUFF | n/a | n/a | n/a | n/a | Clinic_076-078_Finish Schedule | n/a
WallColor-South | bill.east@us.army.mil | 2012-10-26T09:46:00 | Requirement | Space | 2A10 | DEVOE # 2W18-2 PRARIE BUFF | n/a | n/a | n/a | n/a | Clinic_076-078_Finish Schedule | n/a
WallColor-West | bill.east@us.army.mil | 2012-10-26T09:46:00 | Requirement | Space | 2A10 | DEVOE # 2C20-4 ROSEMARY GRAY | n/a | n/a | n/a | n/a | Clinic_076-078_Finish Schedule | n/a
WallMaterial-East | bill.east@us.army.mil | 2012-10-26T09:46:00 | Requirement | Space | 2A10 | GYPSUM WALLBOARD WITH PAINT | n/a | n/a | n/a | n/a | Clinic_076-078_Finish Schedule | n/a
WallMaterial-North | bill.east@us.army.mil | 2012-10-26T09:46:00 | Requirement | Space | 2A10 | GYPSUM WALLBOARD WITH PAINT | n/a | n/a | n/a | n/a | Clinic_076-078_Finish Schedule | n/a
WallMaterial-South | bill.east@us.army.mil | 2012-10-26T09:46:00 | Requirement | Space | 2A10 | GYPSUM WALLBOARD WITH PAINT | n/a | n/a | n/a | n/a | Clinic_076-078_Finish Schedule | n/a
WallMaterial-West | bill.east@us.army.mil | 2012-10-26T09:46:00 | Requirement | Space | 2A10 | GYPSUM WALLBOARD WITH PAINT | n/a | n/a | n/a | n/a | Clinic_076-078_Finish Schedule | n/a
BaseColor | bill.east@us.army.mil | 2012-10-26T09:46:00 | Requirement | Space | 2A11 | ROPPE - 40 FAWN - 4" HIGH RUBBER COVE BASE | n/a | n/a | n/a | n/a | Clinic_076-078_Finish Schedule | n/a
BaseMaterial | bill.east@us.army.mil | 2012-10-26T09:46:00 | Requirement | Space | 2A11 | RUBBER BASE | n/a | n/a | n/a | n/a | Clinic_076-078_Finish Schedule | n/a
CeilingColor | bill.east@us.army.mil | 2012-10-26T09:46:00 | Requirement | Space | 2A11 | ARMSTRONG CEILING TILE - CIRRUS TEGULAR; COLOR: WHITE; SERIES #534 GRID-15/16" EXPOSED TEE GRID SYSTEM-WHITE; SIZE: 2'x2'x3/4" | n/a | n/a | n/a | n/a | Clinic_076-078_Finish Schedule | n/a
CeilingMaterial | bill.east@us.army.mil | 2012-10-26T09:46:00 | Requirement | Space | 2A11 | ACOUSTICAL CEILING TILE | n/a | n/a | n/a | n/a | Clinic_076-078_Finish Schedule | n/a
FloorColor | bill.east@us.army.mil | 2012-10-26T09:46:00 | Requirement | Space | 2A11 | INTERFACE - CARIBBEAN #3063 SEA TURTLE | n/a | n/a | n/a | n/a | Clinic_076-078_Finish Schedule | n/a
FloorMaterial | bill.east@us.army.mil | 2012-10-26T09:46:00 | Requirement | Space | 2A11 | CARPET | n/a | n/a | n/a | n/a | Clinic_076-078_Finish Schedule | n/a
WallColor-East | bill.east@us.army.mil | 2012-10-26T09:46:00 | Requirement | Space | 2A11 | DEVOE # 2W18-2 PRARIE BUFF | n/a | n/a | n/a | n/a | Clinic_076-078_Finish Schedule | n/a
WallColor-North | bill.east@us.army.mil | 2012-10-26T09:46:00 | Requirement | Space | 2A11 | DEVOE # 2C20-4 ROSEMARY GRAY | n/a | n/a | n/a | n/a | Clinic_076-078_Finish Schedule | n/a
WallColor-South | bill.east@us.army.mil | 2012-10-26T09:46:00 | Requirement | Space | 2A11 | DEVOE # 2W18-2 PRARIE BUFF | n/a | n/a | n/a | n/a | Clinic_076-078_Finish Schedule | n/a
WallColor-West | bill.east@us.army.mil | 2012-10-26T09:46:00 | Requirement | Space | 2A11 | DEVOE # 2W18-2 PRARIE BUFF | n/a | n/a | n/a | n/a | Clinic_076-078_Finish Schedule | n/a
WallMaterial-East | bill.east@us.army.mil | 2012-10-26T09:46:00 | Requirement | Space | 2A11 | GYPSUM WALLBOARD WITH PAINT | n/a | n/a | n/a | n/a | Clinic_076-078_Finish Schedule | n/a
WallMaterial-North | bill.east@us.army.mil | 2012-10-26T09:46:00 | Requirement | Space | 2A11 | GYPSUM WALLBOARD WITH PAINT | n/a | n/a | n/a | n/a | Clinic_076-078_Finish Schedule | n/a
WallMaterial-South | bill.east@us.army.mil | 2012-10-26T09:46:00 | Requirement | Space | 2A11 | GYPSUM WALLBOARD WITH PAINT | n/a | n/a | n/a | n/a | Clinic_076-078_Finish Schedule | n/a
WallMaterial-West | bill.east@us.army.mil | 2012-10-26T09:46:00 | Requirement | Space | 2A11 | GYPSUM WALLBOARD WITH PAINT | n/a | n/a | n/a | n/a | Clinic_076-078_Finish Schedule | n/a
BaseColor | bill.east@us.army.mil | 2012-10-26T09:46:00 | Requirement | Space | 2A12 | ROPPE - 40 FAWN - 4" HIGH RUBBER COVE BASE | n/a | n/a | n/a | n/a | Clinic_076-078_Finish Schedule | n/a
BaseMaterial | bill.east@us.army.mil | 2012-10-26T09:46:00 | Requirement | Space | 2A12 | RUBBER BASE | n/a | n/a | n/a | n/a | Clinic_076-078_Finish Schedule | n/a
CeilingColor | bill.east@us.army.mil | 2012-10-26T09:46:00 | Requirement | Space | 2A12 | ARMSTRONG CEILING TILE - CIRRUS TEGULAR; COLOR: WHITE; SERIES #534 GRID-15/16" EXPOSED TEE GRID SYSTEM-WHITE; SIZE: 2'x2'x3/4" | n/a | n/a | n/a | n/a | Clinic_076-078_Finish Schedule | n/a
CeilingMaterial | bill.east@us.army.mil | 2012-10-26T09:46:00 | Requirement | Space | 2A12 | ACOUSTICAL CEILING TILE | n/a | n/a | n/a | n/a | Clinic_076-078_Finish Schedule | n/a
FloorColor | bill.east@us.army.mil | 2012-10-26T09:46:00 | Requirement | Space | 2A12 | VAMERICAN OLEAN #A-55 DOE SIZE: 2"x2" | n/a | n/a | n/a | n/a | Clinic_076-078_Finish Schedule | n/a
FloorMaterial | bill.east@us.army.mil | 2012-10-26T09:46:00 | Requirement | Space | 2A12 | VINYL COMPOSITION TILE | n/a | n/a | n/a | n/a | Clinic_076-078_Finish Schedule | n/a
WallColor-East | bill.east@us.army.mil | 2012-10-26T09:46:00 | Requirement | Space | 2A12 | DEVOE # 2W18-2 PRARIE BUFF | n/a | n/a | n/a | n/a | Clinic_076-078_Finish Schedule | n/a
WallColor-North | bill.east@us.army.mil | 2012-10-26T09:46:00 | Requirement | Space | 2A12 | DEVOE # 2W18-2 PRARIE BUFF | n/a | n/a | n/a | n/a | Clinic_076-078_Finish Schedule | n/a
WallColor-South | bill.east@us.army.mil | 2012-10-26T09:46:00 | Requirement | Space | 2A12 | DEVOE # 2W18-2 PRARIE BUFF | n/a | n/a | n/a | n/a | Clinic_076-078_Finish Schedule | n/a
WallColor-West | bill.east@us.army.mil | 2012-10-26T09:46:00 | Requirement | Space | 2A12 | DEVOE # 2W18-2 PRARIE BUFF | n/a | n/a | n/a | n/a | Clinic_076-078_Finish Schedule | n/a
WallMaterial-East | bill.east@us.army.mil | 2012-10-26T09:46:00 | Requirement | Space | 2A12 | GYPSUM WALLBOARD WITH PAINT | n/a | n/a | n/a | n/a | Clinic_076-078_Finish Schedule | n/a
WallMaterial-North | bill.east@us.army.mil | 2012-10-26T09:46:00 | Requirement | Space | 2A12 | GYPSUM WALLBOARD WITH PAINT | n/a | n/a | n/a | n/a | Clinic_076-078_Finish Schedule | n/a
WallMaterial-South | bill.east@us.army.mil | 2012-10-26T09:46:00 | Requirement | Space | 2A12 | GYPSUM WALLBOARD WITH PAINT | n/a | n/a | n/a | n/a | Clinic_076-078_Finish Schedule | n/a
WallMaterial-West | bill.east@us.army.mil | 2012-10-26T09:46:00 | Requirement | Space | 2A12 | GYPSUM WALLBOARD WITH PAINT | n/a | n/a | n/a | n/a | Clinic_076-078_Finish Schedule | n/a
BaseColor | bill.east@us.army.mil | 2012-10-26T09:46:00 | Requirement | Space | 2A12A | ROPPE - 40 FAWN - 4" HIGH RUBBER COVE BASE | n/a | n/a | n/a | n/a | Clinic_076-078_Finish Schedule | n/a
BaseMaterial | bill.east@us.army.mil | 2012-10-26T09:46:00 | Requirement | Space | 2A12A | RUBBER BASE | n/a | n/a | n/a | n/a | Clinic_076-078_Finish Schedule | n/a
CeilingColor | bill.east@us.army.mil | 2012-10-26T09:46:00 | Requirement | Space | 2A12A | ARMSTRONG CEILING TILE - CIRRUS TEGULAR; COLOR: WHITE; SERIES #534 GRID-15/16" EXPOSED TEE GRID SYSTEM-WHITE; SIZE: 2'x2'x3/4" | n/a | n/a | n/a | n/a | Clinic_076-078_Finish Schedule | n/a
CeilingMaterial | bill.east@us.army.mil | 2012-10-26T09:46:00 | Requirement | Space | 2A12A | ACOUSTICAL CEILING TILE | n/a | n/a | n/a | n/a | Clinic_076-078_Finish Schedule | n/a
FloorColor | bill.east@us.army.mil | 2012-10-26T09:46:00 | Requirement | Space | 2A12A | VAMERICAN OLEAN #A-55 DOE SIZE: 2"x2" | n/a | n/a | n/a | n/a | Clinic_076-078_Finish Schedule | n/a
FloorMaterial | bill.east@us.army.mil | 2012-10-26T09:46:00 | Requirement | Space | 2A12A | VINYL COMPOSITION TILE | n/a | n/a | n/a | n/a | Clinic_076-078_Finish Schedule | n/a
WallColor-East | bill.east@us.army.mil | 2012-10-26T09:46:00 | Requirement | Space | 2A12A | DEVOE # 2W18-2 PRARIE BUFF | n/a | n/a | n/a | n/a | Clinic_076-078_Finish Schedule | n/a
WallColor-North | bill.east@us.army.mil | 2012-10-26T09:46:00 | Requirement | Space | 2A12A | DEVOE # 2W18-2 PRARIE BUFF | n/a | n/a | n/a | n/a | Clinic_076-078_Finish Schedule | n/a
WallColor-South | bill.east@us.army.mil | 2012-10-26T09:46:00 | Requirement | Space | 2A12A | DEVOE # 2W18-2 PRARIE BUFF | n/a | n/a | n/a | n/a | Clinic_076-078_Finish Schedule | n/a
WallColor-West | bill.east@us.army.mil | 2012-10-26T09:46:00 | Requirement | Space | 2A12A | DEVOE # 2W18-2 PRARIE BUFF | n/a | n/a | n/a | n/a | Clinic_076-078_Finish Schedule | n/a
WallMaterial-East | bill.east@us.army.mil | 2012-10-26T09:46:00 | Requirement | Space | 2A12A | GYPSUM WALLBOARD WITH PAINT | n/a | n/a | n/a | n/a | Clinic_076-078_Finish Schedule | n/a
WallMaterial-North | bill.east@us.army.mil | 2012-10-26T09:46:00 | Requirement | Space | 2A12A | GYPSUM WALLBOARD WITH PAINT | n/a | n/a | n/a | n/a | Clinic_076-078_Finish Schedule | n/a
WallMaterial-South | bill.east@us.army.mil | 2012-10-26T09:46:00 | Requirement | Space | 2A12A | GYPSUM WALLBOARD WITH PAINT | n/a | n/a | n/a | n/a | Clinic_076-078_Finish Schedule | n/a
WallMaterial-West | bill.east@us.army.mil | 2012-10-26T09:46:00 | Requirement | Space | 2A12A | GYPSUM WALLBOARD WITH PAINT | n/a | n/a | n/a | n/a | Clinic_076-078_Finish Schedule | n/a
BaseColor | bill.east@us.army.mil | 2012-10-26T09:46:00 | Requirement | Space | 2A13 | ROPPE - 40 FAWN - 4" HIGH RUBBER COVE BASE | n/a | n/a | n/a | n/a | Clinic_076-078_Finish Schedule | n/a
BaseMaterial | bill.east@us.army.mil | 2012-10-26T09:46:00 | Requirement | Space | 2A13 | RUBBER BASE | n/a | n/a | n/a | n/a | Clinic_076-078_Finish Schedule | n/a
CeilingColor | bill.east@us.army.mil | 2012-10-26T09:46:00 | Requirement | Space | 2A13 | ARMSTRONG CEILING TILE - CIRRUS TEGULAR; COLOR: WHITE; SERIES #534 GRID-15/16" EXPOSED TEE GRID SYSTEM-WHITE; SIZE: 2'x2'x3/4" | n/a | n/a | n/a | n/a | Clinic_076-078_Finish Schedule | n/a
CeilingMaterial | bill.east@us.army.mil | 2012-10-26T09:46:00 | Requirement | Space | 2A13 | ACOUSTICAL CEILING TILE | n/a | n/a | n/a | n/a | Clinic_076-078_Finish Schedule | n/a
FloorColor | bill.east@us.army.mil | 2012-10-26T09:46:00 | Requirement | Space | 2A13 | VAMERICAN OLEAN #A-55 DOE SIZE: 2"x2" | n/a | n/a | n/a | n/a | Clinic_076-078_Finish Schedule | n/a
FloorMaterial | bill.east@us.army.mil | 2012-10-26T09:46:00 | Requirement | Space | 2A13 | VINYL COMPOSITION TILE | n/a | n/a | n/a | n/a | Clinic_076-078_Finish Schedule | n/a
WallColor-East | bill.east@us.army.mil | 2012-10-26T09:46:00 | Requirement | Space | 2A13 | DEVOE # 2W18-2 PRARIE BUFF | n/a | n/a | n/a | n/a | Clinic_076-078_Finish Schedule | n/a
WallColor-North | bill.east@us.army.mil | 2012-10-26T09:46:00 | Requirement | Space | 2A13 | DEVOE # 2W18-2 PRARIE BUFF | n/a | n/a | n/a | n/a | Clinic_076-078_Finish Schedule | n/a
WallColor-South | bill.east@us.army.mil | 2012-10-26T09:46:00 | Requirement | Space | 2A13 | DEVOE # 2W18-2 PRARIE BUFF | n/a | n/a | n/a | n/a | Clinic_076-078_Finish Schedule | n/a
WallColor-West | bill.east@us.army.mil | 2012-10-26T09:46:00 | Requirement | Space | 2A13 | DEVOE # 2W18-2 PRARIE BUFF | n/a | n/a | n/a | n/a | Clinic_076-078_Finish Schedule | n/a
WallMaterial-East | bill.east@us.army.mil | 2012-10-26T09:46:00 | Requirement | Space | 2A13 | GYPSUM WALLBOARD WITH PAINT | n/a | n/a | n/a | n/a | Clinic_076-078_Finish Schedule | n/a
WallMaterial-North | bill.east@us.army.mil | 2012-10-26T09:46:00 | Requirement | Space | 2A13 | GYPSUM WALLBOARD WITH PAINT | n/a | n/a | n/a | n/a | Clinic_076-078_Finish Schedule | n/a
WallMaterial-South | bill.east@us.army.mil | 2012-10-26T09:46:00 | Requirement | Space | 2A13 | GYPSUM WALLBOARD WITH PAINT | n/a | n/a | n/a | n/a | Clinic_076-078_Finish Schedule | n/a
WallMaterial-West | bill.east@us.army.mil | 2012-10-26T09:46:00 | Requirement | Space | 2A13 | GYPSUM WALLBOARD WITH PAINT | n/a | n/a | n/a | n/a | Clinic_076-078_Finish Schedule | n/a
BaseColor | bill.east@us.army.mil | 2012-10-26T09:46:00 | Requirement | Space | 2A14 | ROPPE - 40 FAWN - 4" HIGH RUBBER COVE BASE | n/a | n/a | n/a | n/a | Clinic_076-078_Finish Schedule | n/a
BaseMaterial | bill.east@us.army.mil | 2012-10-26T09:46:00 | Requirement | Space | 2A14 | RUBBER BASE | n/a | n/a | n/a | n/a | Clinic_076-078_Finish Schedule | n/a
CeilingColor | bill.east@us.army.mil | 2012-10-26T09:46:00 | Requirement | Space | 2A14 | ARMSTRONG CEILING TILE - CIRRUS TEGULAR; COLOR: WHITE; SERIES #534 GRID-15/16" EXPOSED TEE GRID SYSTEM-WHITE; SIZE: 2'x2'x3/4" | n/a | n/a | n/a | n/a | Clinic_076-078_Finish Schedule | n/a
CeilingMaterial | bill.east@us.army.mil | 2012-10-26T09:46:00 | Requirement | Space | 2A14 | ACOUSTICAL CEILING TILE | n/a | n/a | n/a | n/a | Clinic_076-078_Finish Schedule | n/a
FloorColor | bill.east@us.army.mil | 2012-10-26T09:46:00 | Requirement | Space | 2A14 | INTERFACE - CARIBBEAN #3063 SEA TURTLE | n/a | n/a | n/a | n/a | Clinic_076-078_Finish Schedule | n/a
FloorMaterial | bill.east@us.army.mil | 2012-10-26T09:46:00 | Requirement | Space | 2A14 | CARPET | n/a | n/a | n/a | n/a | Clinic_076-078_Finish Schedule | n/a
WallColor-East | bill.east@us.army.mil | 2012-10-26T09:46:00 | Requirement | Space | 2A14 | DEVOE # 2W18-2 PRARIE BUFF | n/a | n/a | n/a | n/a | Clinic_076-078_Finish Schedule | n/a
WallColor-North | bill.east@us.army.mil | 2012-10-26T09:46:00 | Requirement | Space | 2A14 | DEVOE # 2W18-2 PRARIE BUFF | n/a | n/a | n/a | n/a | Clinic_076-078_Finish Schedule | n/a
WallColor-South | bill.east@us.army.mil | 2012-10-26T09:46:00 | Requirement | Space | 2A14 | DEVOE # 2W18-2 PRARIE BUFF | n/a | n/a | n/a | n/a | Clinic_076-078_Finish Schedule | n/a
WallColor-West | bill.east@us.army.mil | 2012-10-26T09:46:00 | Requirement | Space | 2A14 | DEVOE # 2W18-2 PRARIE BUFF | n/a | n/a | n/a | n/a | Clinic_076-078_Finish Schedule | n/a
WallMaterial-East | bill.east@us.army.mil | 2012-10-26T09:46:00 | Requirement | Space | 2A14 | GYPSUM WALLBOARD WITH PAINT | n/a | n/a | n/a | n/a | Clinic_076-078_Finish Schedule | n/a
WallMaterial-North | bill.east@us.army.mil | 2012-10-26T09:46:00 | Requirement | Space | 2A14 | GYPSUM WALLBOARD WITH PAINT | n/a | n/a | n/a | n/a | Clinic_076-078_Finish Schedule | n/a
WallMaterial-South | bill.east@us.army.mil | 2012-10-26T09:46:00 | Requirement | Space | 2A14 | GYPSUM WALLBOARD WITH PAINT | n/a | n/a | n/a | n/a | Clinic_076-078_Finish Schedule | n/a
WallMaterial-West | bill.east@us.army.mil | 2012-10-26T09:46:00 | Requirement | Space | 2A14 | GYPSUM WALLBOARD WITH PAINT | n/a | n/a | n/a | n/a | Clinic_076-078_Finish Schedule | n/a
BaseColor | bill.east@us.army.mil | 2012-10-26T09:46:00 | Requirement | Space | 2AC1 | CROSSVILLE CERAMICS COLOR: #VS21 PIETRA ROSA SIZE: I' X 1' FINISH: MATT | n/a | n/a | n/a | n/a | Clinic_076-078_Finish Schedule | n/a
BaseMaterial | bill.east@us.army.mil | 2012-10-26T09:46:00 | Requirement | Space | 2AC1 | RUBBER BASE | n/a | n/a | n/a | n/a | Clinic_076-078_Finish Schedule | n/a
CeilingColor | bill.east@us.army.mil | 2012-10-26T09:46:00 | Requirement | Space | 2AC1 | DEVOE # 2W18-2 PRARIE BUFF | n/a | n/a | n/a | n/a | Clinic_076-078_Finish Schedule | n/a
CeilingMaterial | bill.east@us.army.mil | 2012-10-26T09:46:00 | Requirement | Space | 2AC1 | GYPSUM WALLBOARD WITH PAINT | n/a | n/a | n/a | n/a | Clinic_076-078_Finish Schedule | n/a
FloorColor | bill.east@us.army.mil | 2012-10-26T09:46:00 | Requirement | Space | 2AC1 | VAMERICAN OLEAN #A-55 DOE SIZE: 2"x2",2 | n/a | n/a | n/a | n/a | Clinic_076-078_Finish Schedule | n/a
FloorMaterial | bill.east@us.army.mil | 2012-10-26T09:46:00 | Requirement | Space | 2AC1 | VINYL COMPOSITION TILE | n/a | n/a | n/a | n/a | Clinic_076-078_Finish Schedule | n/a
WallColor-East | bill.east@us.army.mil | 2012-10-26T09:46:00 | Requirement | Space | 2AC1 | DEVOE # 2W18-2 PRARIE BUFF | n/a | n/a | n/a | n/a | Clinic_076-078_Finish Schedule | n/a
WallColor-North | bill.east@us.army.mil | 2012-10-26T09:46:00 | Requirement | Space | 2AC1 | DEVOE # 2W18-2 PRARIE BUFF | n/a | n/a | n/a | n/a | Clinic_076-078_Finish Schedule | n/a
WallColor-South | bill.east@us.army.mil | 2012-10-26T09:46:00 | Requirement | Space | 2AC1 | DEVOE # 2W18-2 PRARIE BUFF | n/a | n/a | n/a | n/a | Clinic_076-078_Finish Schedule | n/a
WallColor-West | bill.east@us.army.mil | 2012-10-26T09:46:00 | Requirement | Space | 2AC1 | DEVOE # 2W18-2 PRARIE BUFF | n/a | n/a | n/a | n/a | Clinic_076-078_Finish Schedule | n/a
WallMaterial-East | bill.east@us.army.mil | 2012-10-26T09:46:00 | Requirement | Space | 2AC1 | GYPSUM WALLBOARD WITH PAINT | n/a | n/a | n/a | n/a | Clinic_076-078_Finish Schedule | n/a
WallMaterial-North | bill.east@us.army.mil | 2012-10-26T09:46:00 | Requirement | Space | 2AC1 | GYPSUM WALLBOARD WITH PAINT | n/a | n/a | n/a | n/a | Clinic_076-078_Finish Schedule | n/a
WallMaterial-South | bill.east@us.army.mil | 2012-10-26T09:46:00 | Requirement | Space | 2AC1 | GYPSUM WALLBOARD WITH PAINT | n/a | n/a | n/a | n/a | Clinic_076-078_Finish Schedule | n/a
WallMaterial-West | bill.east@us.army.mil | 2012-10-26T09:46:00 | Requirement | Space | 2AC1 | GYPSUM WALLBOARD WITH PAINT | n/a | n/a | n/a | n/a | Clinic_076-078_Finish Schedule | n/a
BaseColor | bill.east@us.army.mil | 2012-10-26T09:46:00 | Requirement | Space | 2AC2 | ROPPE - 40 FAWN - 4" HIGH RUBBER COVE BASE | n/a | n/a | n/a | n/a | Clinic_076-078_Finish Schedule | n/a
BaseMaterial | bill.east@us.army.mil | 2012-10-26T09:46:00 | Requirement | Space | 2AC2 | RUBBER BASE | n/a | n/a | n/a | n/a | Clinic_076-078_Finish Schedule | n/a
CeilingColor | bill.east@us.army.mil | 2012-10-26T09:46:00 | Requirement | Space | 2AC2 | VAMERICAN OLEAN #A-55 DOE SIZE: 2"x2",2,3,4 | n/a | n/a | n/a | n/a | Clinic_076-078_Finish Schedule | n/a
CeilingMaterial | bill.east@us.army.mil | 2012-10-26T09:46:00 | Requirement | Space | 2AC2 | CERAMIC TILE | n/a | n/a | n/a | n/a | Clinic_076-078_Finish Schedule | n/a
FloorColor | bill.east@us.army.mil | 2012-10-26T09:46:00 | Requirement | Space | 2AC2 | VAMERICAN OLEAN #A-55 DOE SIZE: 2"x2",2 | n/a | n/a | n/a | n/a | Clinic_076-078_Finish Schedule | n/a
FloorMaterial | bill.east@us.army.mil | 2012-10-26T09:46:00 | Requirement | Space | 2AC2 | VINYL COMPOSITION TILE | n/a | n/a | n/a | n/a | Clinic_076-078_Finish Schedule | n/a
WallColor-East | bill.east@us.army.mil | 2012-10-26T09:46:00 | Requirement | Space | 2AC2 | DEVOE # 2W18-2 PRARIE BUFF | n/a | n/a | n/a | n/a | Clinic_076-078_Finish Schedule | n/a
WallColor-North | bill.east@us.army.mil | 2012-10-26T09:46:00 | Requirement | Space | 2AC2 | DEVOE # 2W18-2 PRARIE BUFF | n/a | n/a | n/a | n/a | Clinic_076-078_Finish Schedule | n/a
WallColor-South | bill.east@us.army.mil | 2012-10-26T09:46:00 | Requirement | Space | 2AC2 | DEVOE # 2C20-4 ROSEMARY GRAY | n/a | n/a | n/a | n/a | Clinic_076-078_Finish Schedule | n/a
WallColor-West | bill.east@us.army.mil | 2012-10-26T09:46:00 | Requirement | Space | 2AC2 | DEVOE # 2W18-2 PRARIE BUFF | n/a | n/a | n/a | n/a | Clinic_076-078_Finish Schedule | n/a
WallMaterial-East | bill.east@us.army.mil | 2012-10-26T09:46:00 | Requirement | Space | 2AC2 | GYPSUM WALLBOARD WITH PAINT | n/a | n/a | n/a | n/a | Clinic_076-078_Finish Schedule | n/a
WallMaterial-North | bill.east@us.army.mil | 2012-10-26T09:46:00 | Requirement | Space | 2AC2 | GYPSUM WALLBOARD WITH PAINT | n/a | n/a | n/a | n/a | Clinic_076-078_Finish Schedule | n/a
WallMaterial-South | bill.east@us.army.mil | 2012-10-26T09:46:00 | Requirement | Space | 2AC2 | GYPSUM WALLBOARD WITH PAINT | n/a | n/a | n/a | n/a | Clinic_076-078_Finish Schedule | n/a
WallMaterial-West | bill.east@us.army.mil | 2012-10-26T09:46:00 | Requirement | Space | 2AC2 | GYPSUM WALLBOARD WITH PAINT | n/a | n/a | n/a | n/a | Clinic_076-078_Finish Schedule | n/a
BaseColor | bill.east@us.army.mil | 2012-10-26T09:46:00 | Requirement | Space | 2AC3 | ROPPE - 40 FAWN - 4" HIGH RUBBER COVE BASE | n/a | n/a | n/a | n/a | Clinic_076-078_Finish Schedule | n/a
BaseMaterial | bill.east@us.army.mil | 2012-10-26T09:46:00 | Requirement | Space | 2AC3 | RUBBER BASE | n/a | n/a | n/a | n/a | Clinic_076-078_Finish Schedule | n/a
CeilingColor | bill.east@us.army.mil | 2012-10-26T09:46:00 | Requirement | Space | 2AC3 | ARMSTRONG CEILING TILE - CIRRUS TEGULAR; COLOR: WHITE; SERIES #534 GRID-15/16" EXPOSED TEE GRID SYSTEM-WHITE; SIZE: 2'x2'x3/4" | n/a | n/a | n/a | n/a | Clinic_076-078_Finish Schedule | n/a
CeilingMaterial | bill.east@us.army.mil | 2012-10-26T09:46:00 | Requirement | Space | 2AC3 | ACOUSTICAL CEILING TILE | n/a | n/a | n/a | n/a | Clinic_076-078_Finish Schedule | n/a
FloorColor | bill.east@us.army.mil | 2012-10-26T09:46:00 | Requirement | Space | 2AC3 | INTERFACE - CARIBBEAN #3063 SEA TURTLE | n/a | n/a | n/a | n/a | Clinic_076-078_Finish Schedule | n/a
FloorMaterial | bill.east@us.army.mil | 2012-10-26T09:46:00 | Requirement | Space | 2AC3 | CARPET | n/a | n/a | n/a | n/a | Clinic_076-078_Finish Schedule | n/a
WallColor-East | bill.east@us.army.mil | 2012-10-26T09:46:00 | Requirement | Space | 2AC3 | DEVOE # 2W18-2 PRARIE BUFF | n/a | n/a | n/a | n/a | Clinic_076-078_Finish Schedule | n/a
WallColor-North | bill.east@us.army.mil | 2012-10-26T09:46:00 | Requirement | Space | 2AC3 | DEVOE # 2W18-2 PRARIE BUFF | n/a | n/a | n/a | n/a | Clinic_076-078_Finish Schedule | n/a
WallColor-South | bill.east@us.army.mil | 2012-10-26T09:46:00 | Requirement | Space | 2AC3 | DEVOE # 2W18-2 PRARIE BUFF | n/a | n/a | n/a | n/a | Clinic_076-078_Finish Schedule | n/a
WallColor-West | bill.east@us.army.mil | 2012-10-26T09:46:00 | Requirement | Space | 2AC3 | DEVOE # 2C20-4 ROSEMARY GRAY | n/a | n/a | n/a | n/a | Clinic_076-078_Finish Schedule | n/a
WallMaterial-East | bill.east@us.army.mil | 2012-10-26T09:46:00 | Requirement | Space | 2AC3 | GYPSUM WALLBOARD WITH PAINT | n/a | n/a | n/a | n/a | Clinic_076-078_Finish Schedule | n/a
WallMaterial-North | bill.east@us.army.mil | 2012-10-26T09:46:00 | Requirement | Space | 2AC3 | GYPSUM WALLBOARD WITH PAINT | n/a | n/a | n/a | n/a | Clinic_076-078_Finish Schedule | n/a
WallMaterial-South | bill.east@us.army.mil | 2012-10-26T09:46:00 | Requirement | Space | 2AC3 | GYPSUM WALLBOARD WITH PAINT | n/a | n/a | n/a | n/a | Clinic_076-078_Finish Schedule | n/a
WallMaterial-West | bill.east@us.army.mil | 2012-10-26T09:46:00 | Requirement | Space | 2AC3 | GYPSUM WALLBOARD WITH PAINT | n/a | n/a | n/a | n/a | Clinic_076-078_Finish Schedule | n/a
BaseColor | bill.east@us.army.mil | 2012-10-26T09:46:00 | Requirement | Space | 2AC4 | ROPPE - 40 FAWN - 4" HIGH RUBBER COVE BASE | n/a | n/a | n/a | n/a | Clinic_076-078_Finish Schedule | n/a
BaseMaterial | bill.east@us.army.mil | 2012-10-26T09:46:00 | Requirement | Space | 2AC4 | RUBBER BASE | n/a | n/a | n/a | n/a | Clinic_076-078_Finish Schedule | n/a
CeilingColor | bill.east@us.army.mil | 2012-10-26T09:46:00 | Requirement | Space | 2AC4 | ARMSTRONG CEILING TILE - CIRRUS TEGULAR; COLOR: WHITE; SERIES #534 GRID-15/16" EXPOSED TEE GRID SYSTEM-WHITE; SIZE: 2'x2'x3/4" | n/a | n/a | n/a | n/a | Clinic_076-078_Finish Schedule | n/a
CeilingMaterial | bill.east@us.army.mil | 2012-10-26T09:46:00 | Requirement | Space | 2AC4 | ACOUSTICAL CEILING TILE | n/a | n/a | n/a | n/a | Clinic_076-078_Finish Schedule | n/a
FloorColor | bill.east@us.army.mil | 2012-10-26T09:46:00 | Requirement | Space | 2AC4 | INTERFACE - CARIBBEAN #3063 SEA TURTLE | n/a | n/a | n/a | n/a | Clinic_076-078_Finish Schedule | n/a
FloorMaterial | bill.east@us.army.mil | 2012-10-26T09:46:00 | Requirement | Space | 2AC4 | CARPET | n/a | n/a | n/a | n/a | Clinic_076-078_Finish Schedule | n/a
WallColor-East | bill.east@us.army.mil | 2012-10-26T09:46:00 | Requirement | Space | 2AC4 | DEVOE # 2W18-2 PRARIE BUFF | n/a | n/a | n/a | n/a | Clinic_076-078_Finish Schedule | n/a
WallColor-North | bill.east@us.army.mil | 2012-10-26T09:46:00 | Requirement | Space | 2AC4 | DEVOE # 2C20-4 ROSEMARY GRAY | n/a | n/a | n/a | n/a | Clinic_076-078_Finish Schedule | n/a
WallColor-South | bill.east@us.army.mil | 2012-10-26T09:46:00 | Requirement | Space | 2AC4 | DEVOE # 2W18-2 PRARIE BUFF | n/a | n/a | n/a | n/a | Clinic_076-078_Finish Schedule | n/a
WallColor-West | bill.east@us.army.mil | 2012-10-26T09:46:00 | Requirement | Space | 2AC4 | DEVOE # 2W18-2 PRARIE BUFF | n/a | n/a | n/a | n/a | Clinic_076-078_Finish Schedule | n/a
WallMaterial-East | bill.east@us.army.mil | 2012-10-26T09:46:00 | Requirement | Space | 2AC4 | GYPSUM WALLBOARD WITH PAINT | n/a | n/a | n/a | n/a | Clinic_076-078_Finish Schedule | n/a
WallMaterial-North | bill.east@us.army.mil | 2012-10-26T09:46:00 | Requirement | Space | 2AC4 | GYPSUM WALLBOARD WITH PAINT | n/a | n/a | n/a | n/a | Clinic_076-078_Finish Schedule | n/a
WallMaterial-South | bill.east@us.army.mil | 2012-10-26T09:46:00 | Requirement | Space | 2AC4 | GYPSUM WALLBOARD WITH PAINT | n/a | n/a | n/a | n/a | Clinic_076-078_Finish Schedule | n/a
WallMaterial-West | bill.east@us.army.mil | 2012-10-26T09:46:00 | Requirement | Space | 2AC4 | GYPSUM WALLBOARD WITH PAINT | n/a | n/a | n/a | n/a | Clinic_076-078_Finish Schedule | n/a
BaseColor | bill.east@us.army.mil | 2012-10-26T09:46:00 | Requirement | Space | 2AC5 | ROPPE - 40 FAWN - 4" HIGH RUBBER COVE BASE | n/a | n/a | n/a | n/a | Clinic_076-078_Finish Schedule | n/a
BaseMaterial | bill.east@us.army.mil | 2012-10-26T09:46:00 | Requirement | Space | 2AC5 | RUBBER BASE | n/a | n/a | n/a | n/a | Clinic_076-078_Finish Schedule | n/a
CeilingColor | bill.east@us.army.mil | 2012-10-26T09:46:00 | Requirement | Space | 2AC5 | ARMSTRONG CEILING TILE - CIRRUS TEGULAR; COLOR: WHITE; SERIES #534 GRID-15/16" EXPOSED TEE GRID SYSTEM-WHITE; SIZE: 2'x2'x3/4" | n/a | n/a | n/a | n/a | Clinic_076-078_Finish Schedule | n/a
CeilingMaterial | bill.east@us.army.mil | 2012-10-26T09:46:00 | Requirement | Space | 2AC5 | ACOUSTICAL CEILING TILE | n/a | n/a | n/a | n/a | Clinic_076-078_Finish Schedule | n/a
FloorColor | bill.east@us.army.mil | 2012-10-26T09:46:00 | Requirement | Space | 2AC5 | INTERFACE - CARIBBEAN #3063 SEA TURTLE | n/a | n/a | n/a | n/a | Clinic_076-078_Finish Schedule | n/a
FloorMaterial | bill.east@us.army.mil | 2012-10-26T09:46:00 | Requirement | Space | 2AC5 | CARPET | n/a | n/a | n/a | n/a | Clinic_076-078_Finish Schedule | n/a
WallColor-East | bill.east@us.army.mil | 2012-10-26T09:46:00 | Requirement | Space | 2AC5 | DEVOE # 2C20-4 ROSEMARY GRAY | n/a | n/a | n/a | n/a | Clinic_076-078_Finish Schedule | n/a
WallColor-North | bill.east@us.army.mil | 2012-10-26T09:46:00 | Requirement | Space | 2AC5 | DEVOE # 2W18-2 PRARIE BUFF | n/a | n/a | n/a | n/a | Clinic_076-078_Finish Schedule | n/a
WallColor-South | bill.east@us.army.mil | 2012-10-26T09:46:00 | Requirement | Space | 2AC5 | DEVOE # 2W18-2 PRARIE BUFF | n/a | n/a | n/a | n/a | Clinic_076-078_Finish Schedule | n/a
WallColor-West | bill.east@us.army.mil | 2012-10-26T09:46:00 | Requirement | Space | 2AC5 | DEVOE # 2W18-2 PRARIE BUFF | n/a | n/a | n/a | n/a | Clinic_076-078_Finish Schedule | n/a
WallMaterial-East | bill.east@us.army.mil | 2012-10-26T09:46:00 | Requirement | Space | 2AC5 | GYPSUM WALLBOARD WITH PAINT | n/a | n/a | n/a | n/a | Clinic_076-078_Finish Schedule | n/a
WallMaterial-North | bill.east@us.army.mil | 2012-10-26T09:46:00 | Requirement | Space | 2AC5 | GYPSUM WALLBOARD WITH PAINT | n/a | n/a | n/a | n/a | Clinic_076-078_Finish Schedule | n/a
WallMaterial-South | bill.east@us.army.mil | 2012-10-26T09:46:00 | Requirement | Space | 2AC5 | GYPSUM WALLBOARD WITH PAINT | n/a | n/a | n/a | n/a | Clinic_076-078_Finish Schedule | n/a
WallMaterial-West | bill.east@us.army.mil | 2012-10-26T09:46:00 | Requirement | Space | 2AC5 | GYPSUM WALLBOARD WITH PAINT | n/a | n/a | n/a | n/a | Clinic_076-078_Finish Schedule | n/a
BaseColor | bill.east@us.army.mil | 2012-10-26T09:46:00 | Requirement | Space | 2AS1 | CROSSVILLE CERAMICS COLOR: #VS21 PIETRA ROSA SIZE: I' X 1' FINISH: MATT | n/a | n/a | n/a | n/a | Clinic_076-078_Finish Schedule | n/a
BaseMaterial | bill.east@us.army.mil | 2012-10-26T09:46:00 | Requirement | Space | 2AS1 | RUBBER BASE | n/a | n/a | n/a | n/a | Clinic_076-078_Finish Schedule | n/a
CeilingColor | bill.east@us.army.mil | 2012-10-26T09:46:00 | Requirement | Space | 2AS1 | DEVOE # 2W18-2 PRARIE BUFF | n/a | n/a | n/a | n/a | Clinic_076-078_Finish Schedule | n/a
CeilingMaterial | bill.east@us.army.mil | 2012-10-26T09:46:00 | Requirement | Space | 2AS1 | GYPSUM WALLBOARD WITH PAINT | n/a | n/a | n/a | n/a | Clinic_076-078_Finish Schedule | n/a
FloorColor | bill.east@us.army.mil | 2012-10-26T09:46:00 | Requirement | Space | 2AS1 | VAMERICAN OLEAN #A-55 DOE SIZE: 2"x2" | n/a | n/a | n/a | n/a | Clinic_076-078_Finish Schedule | n/a
FloorMaterial | bill.east@us.army.mil | 2012-10-26T09:46:00 | Requirement | Space | 2AS1 | VINYL COMPOSITION TILE | n/a | n/a | n/a | n/a | Clinic_076-078_Finish Schedule | n/a
WallColor-East | bill.east@us.army.mil | 2012-10-26T09:46:00 | Requirement | Space | 2AS1 | DEVOE # 2C20-4 ROSEMARY GRAY | n/a | n/a | n/a | n/a | Clinic_076-078_Finish Schedule | n/a
WallColor-North | bill.east@us.army.mil | 2012-10-26T09:46:00 | Requirement | Space | 2AS1 | DEVOE # 2W18-2 PRARIE BUFF | n/a | n/a | n/a | n/a | Clinic_076-078_Finish Schedule | n/a
WallColor-South | bill.east@us.army.mil | 2012-10-26T09:46:00 | Requirement | Space | 2AS1 | DEVOE # 2W18-2 PRARIE BUFF | n/a | n/a | n/a | n/a | Clinic_076-078_Finish Schedule | n/a
WallColor-West | bill.east@us.army.mil | 2012-10-26T09:46:00 | Requirement | Space | 2AS1 | DEVOE # 2W18-2 PRARIE BUFF | n/a | n/a | n/a | n/a | Clinic_076-078_Finish Schedule | n/a
WallMaterial-East | bill.east@us.army.mil | 2012-10-26T09:46:00 | Requirement | Space | 2AS1 | GYPSUM WALLBOARD WITH PAINT | n/a | n/a | n/a | n/a | Clinic_076-078_Finish Schedule | n/a
WallMaterial-North | bill.east@us.army.mil | 2012-10-26T09:46:00 | Requirement | Space | 2AS1 | GYPSUM WALLBOARD WITH PAINT | n/a | n/a | n/a | n/a | Clinic_076-078_Finish Schedule | n/a
WallMaterial-South | bill.east@us.army.mil | 2012-10-26T09:46:00 | Requirement | Space | 2AS1 | GYPSUM WALLBOARD WITH PAINT | n/a | n/a | n/a | n/a | Clinic_076-078_Finish Schedule | n/a
WallMaterial-West | bill.east@us.army.mil | 2012-10-26T09:46:00 | Requirement | Space | 2AS1 | GYPSUM WALLBOARD WITH PAINT | n/a | n/a | n/a | n/a | Clinic_076-078_Finish Schedule | n/a
BaseColor | bill.east@us.army.mil | 2012-10-26T09:46:00 | Requirement | Space | 2B01 | ROPPE - 40 FAWN - 4" HIGH RUBBER COVE BASE | n/a | n/a | n/a | n/a | Clinic_076-078_Finish Schedule | n/a
BaseMaterial | bill.east@us.army.mil | 2012-10-26T09:46:00 | Requirement | Space | 2B01 | RUBBER BASE | n/a | n/a | n/a | n/a | Clinic_076-078_Finish Schedule | n/a
CeilingColor | bill.east@us.army.mil | 2012-10-26T09:46:00 | Requirement | Space | 2B01 | ARMSTRONG CEILING TILE - CIRRUS TEGULAR; COLOR: WHITE; SERIES #534 GRID-15/16" EXPOSED TEE GRID SYSTEM-WHITE; SIZE: 2'x2'x3/4" | n/a | n/a | n/a | n/a | Clinic_076-078_Finish Schedule | n/a
CeilingMaterial | bill.east@us.army.mil | 2012-10-26T09:46:00 | Requirement | Space | 2B01 | ACOUSTICAL CEILING TILE | n/a | n/a | n/a | n/a | Clinic_076-078_Finish Schedule | n/a
FloorColor | bill.east@us.army.mil | 2012-10-26T09:46:00 | Requirement | Space | 2B01 | INTERFACE - CARIBBEAN #3073 NASSAU | n/a | n/a | n/a | n/a | Clinic_076-078_Finish Schedule | n/a
FloorMaterial | bill.east@us.army.mil | 2012-10-26T09:46:00 | Requirement | Space | 2B01 | CARPET | n/a | n/a | n/a | n/a | Clinic_076-078_Finish Schedule | n/a
WallColor-East | bill.east@us.army.mil | 2012-10-26T09:46:00 | Requirement | Space | 2B01 | DEVOE # 2W18-2 PRARIE BUFF | n/a | n/a | n/a | n/a | Clinic_076-078_Finish Schedule | n/a
WallColor-North | bill.east@us.army.mil | 2012-10-26T09:46:00 | Requirement | Space | 2B01 | DEVOE # 2W18-2 PRARIE BUFF | n/a | n/a | n/a | n/a | Clinic_076-078_Finish Schedule | n/a
WallColor-South | bill.east@us.army.mil | 2012-10-26T09:46:00 | Requirement | Space | 2B01 | DEVOE # 2W18-2 PRARIE BUFF | n/a | n/a | n/a | n/a | Clinic_076-078_Finish Schedule | n/a
WallColor-West | bill.east@us.army.mil | 2012-10-26T09:46:00 | Requirement | Space | 2B01 | DEVOE # 2W18-2 PRARIE BUFF | n/a | n/a | n/a | n/a | Clinic_076-078_Finish Schedule | n/a
WallMaterial-East | bill.east@us.army.mil | 2012-10-26T09:46:00 | Requirement | Space | 2B01 | GYPSUM WALLBOARD WITH PAINT | n/a | n/a | n/a | n/a | Clinic_076-078_Finish Schedule | n/a
WallMaterial-North | bill.east@us.army.mil | 2012-10-26T09:46:00 | Requirement | Space | 2B01 | GYPSUM WALLBOARD WITH PAINT | n/a | n/a | n/a | n/a | Clinic_076-078_Finish Schedule | n/a
WallMaterial-South | bill.east@us.army.mil | 2012-10-26T09:46:00 | Requirement | Space | 2B01 | GYPSUM WALLBOARD WITH PAINT | n/a | n/a | n/a | n/a | Clinic_076-078_Finish Schedule | n/a
WallMaterial-West | bill.east@us.army.mil | 2012-10-26T09:46:00 | Requirement | Space | 2B01 | GYPSUM WALLBOARD WITH PAINT | n/a | n/a | n/a | n/a | Clinic_076-078_Finish Schedule | n/a
BaseColor | bill.east@us.army.mil | 2012-10-26T09:46:00 | Requirement | Space | 2B02 | ROPPE - 40 FAWN - 4" HIGH RUBBER COVE BASE | n/a | n/a | n/a | n/a | Clinic_076-078_Finish Schedule | n/a
BaseMaterial | bill.east@us.army.mil | 2012-10-26T09:46:00 | Requirement | Space | 2B02 | RUBBER BASE | n/a | n/a | n/a | n/a | Clinic_076-078_Finish Schedule | n/a
CeilingColor | bill.east@us.army.mil | 2012-10-26T09:46:00 | Requirement | Space | 2B02 | MATCH PT3 - Devoe # 2W19-4 CLAY PEBBLE | n/a | n/a | n/a | n/a | Clinic_076-078_Finish Schedule | n/a
CeilingMaterial | bill.east@us.army.mil | 2012-10-26T09:46:00 | Requirement | Space | 2B02 | GYPSUM WALLBOARD WITH LIQUID GLAZED COATING | n/a | n/a | n/a | n/a | Clinic_076-078_Finish Schedule | n/a
FloorColor | bill.east@us.army.mil | 2012-10-26T09:46:00 | Requirement | Space | 2B02 | VAMERICAN OLEAN #A-55 DOE SIZE: 2"x2" | n/a | n/a | n/a | n/a | Clinic_076-078_Finish Schedule | n/a
FloorMaterial | bill.east@us.army.mil | 2012-10-26T09:46:00 | Requirement | Space | 2B02 | VINYL COMPOSITION TILE | n/a | n/a | n/a | n/a | Clinic_076-078_Finish Schedule | n/a
WallColor-East | bill.east@us.army.mil | 2012-10-26T09:46:00 | Requirement | Space | 2B02 | MATCH PT3 - Devoe # 2W19-4 CLAY PEBBLE | n/a | n/a | n/a | n/a | Clinic_076-078_Finish Schedule | n/a
WallColor-North | bill.east@us.army.mil | 2012-10-26T09:46:00 | Requirement | Space | 2B02 | MATCH PT3 - Devoe # 2W19-4 CLAY PEBBLE | n/a | n/a | n/a | n/a | Clinic_076-078_Finish Schedule | n/a
WallColor-South | bill.east@us.army.mil | 2012-10-26T09:46:00 | Requirement | Space | 2B02 | MATCH PT3 - Devoe # 2W19-4 CLAY PEBBLE | n/a | n/a | n/a | n/a | Clinic_076-078_Finish Schedule | n/a
WallColor-West | bill.east@us.army.mil | 2012-10-26T09:46:00 | Requirement | Space | 2B02 | MATCH PT3 - Devoe # 2W19-4 CLAY PEBBLE | n/a | n/a | n/a | n/a | Clinic_076-078_Finish Schedule | n/a
WallMaterial-East | bill.east@us.army.mil | 2012-10-26T09:46:00 | Requirement | Space | 2B02 | GYPSUM WALLBOARD WITH LIQUID GLAZED COATING | n/a | n/a | n/a | n/a | Clinic_076-078_Finish Schedule | n/a
WallMaterial-North | bill.east@us.army.mil | 2012-10-26T09:46:00 | Requirement | Space | 2B02 | GYPSUM WALLBOARD WITH LIQUID GLAZED COATING | n/a | n/a | n/a | n/a | Clinic_076-078_Finish Schedule | n/a
WallMaterial-South | bill.east@us.army.mil | 2012-10-26T09:46:00 | Requirement | Space | 2B02 | GYPSUM WALLBOARD WITH LIQUID GLAZED COATING | n/a | n/a | n/a | n/a | Clinic_076-078_Finish Schedule | n/a
WallMaterial-West | bill.east@us.army.mil | 2012-10-26T09:46:00 | Requirement | Space | 2B02 | GYPSUM WALLBOARD WITH LIQUID GLAZED COATING | n/a | n/a | n/a | n/a | Clinic_076-078_Finish Schedule | n/a
BaseColor | bill.east@us.army.mil | 2012-10-26T09:46:00 | Requirement | Space | 2B03 | ROPPE - 40 FAWN - 4" HIGH RUBBER COVE BASE | n/a | n/a | n/a | n/a | Clinic_076-078_Finish Schedule | n/a
BaseMaterial | bill.east@us.army.mil | 2012-10-26T09:46:00 | Requirement | Space | 2B03 | RUBBER BASE | n/a | n/a | n/a | n/a | Clinic_076-078_Finish Schedule | n/a
CeilingColor | bill.east@us.army.mil | 2012-10-26T09:46:00 | Requirement | Space | 2B03 | ARMSTRONG CEILING TILE - CIRRUS TEGULAR; COLOR: WHITE; SERIES #534 GRID-15/16" EXPOSED TEE GRID SYSTEM-WHITE; SIZE: 2'x2'x3/4" | n/a | n/a | n/a | n/a | Clinic_076-078_Finish Schedule | n/a
CeilingMaterial | bill.east@us.army.mil | 2012-10-26T09:46:00 | Requirement | Space | 2B03 | ACOUSTICAL CEILING TILE | n/a | n/a | n/a | n/a | Clinic_076-078_Finish Schedule | n/a
FloorColor | bill.east@us.army.mil | 2012-10-26T09:46:00 | Requirement | Space | 2B03 | INTERFACE - CARIBBEAN #3073 NASSAU | n/a | n/a | n/a | n/a | Clinic_076-078_Finish Schedule | n/a
FloorMaterial | bill.east@us.army.mil | 2012-10-26T09:46:00 | Requirement | Space | 2B03 | CARPET | n/a | n/a | n/a | n/a | Clinic_076-078_Finish Schedule | n/a
WallColor-East | bill.east@us.army.mil | 2012-10-26T09:46:00 | Requirement | Space | 2B03 | DEVOE # 2W18-2 PRARIE BUFF | n/a | n/a | n/a | n/a | Clinic_076-078_Finish Schedule | n/a
WallColor-North | bill.east@us.army.mil | 2012-10-26T09:46:00 | Requirement | Space | 2B03 | DEVOE # 2W18-2 PRARIE BUFF | n/a | n/a | n/a | n/a | Clinic_076-078_Finish Schedule | n/a
WallColor-South | bill.east@us.army.mil | 2012-10-26T09:46:00 | Requirement | Space | 2B03 | DEVOE # 2W18-2 PRARIE BUFF | n/a | n/a | n/a | n/a | Clinic_076-078_Finish Schedule | n/a
WallColor-West | bill.east@us.army.mil | 2012-10-26T09:46:00 | Requirement | Space | 2B03 | DEVOE # 2W18-2 PRARIE BUFF | n/a | n/a | n/a | n/a | Clinic_076-078_Finish Schedule | n/a
WallMaterial-East | bill.east@us.army.mil | 2012-10-26T09:46:00 | Requirement | Space | 2B03 | GYPSUM WALLBOARD WITH PAINT | n/a | n/a | n/a | n/a | Clinic_076-078_Finish Schedule | n/a
WallMaterial-North | bill.east@us.army.mil | 2012-10-26T09:46:00 | Requirement | Space | 2B03 | GYPSUM WALLBOARD WITH PAINT | n/a | n/a | n/a | n/a | Clinic_076-078_Finish Schedule | n/a
WallMaterial-South | bill.east@us.army.mil | 2012-10-26T09:46:00 | Requirement | Space | 2B03 | GYPSUM WALLBOARD WITH PAINT | n/a | n/a | n/a | n/a | Clinic_076-078_Finish Schedule | n/a
WallMaterial-West | bill.east@us.army.mil | 2012-10-26T09:46:00 | Requirement | Space | 2B03 | GYPSUM WALLBOARD WITH PAINT | n/a | n/a | n/a | n/a | Clinic_076-078_Finish Schedule | n/a
BaseColor | bill.east@us.army.mil | 2012-10-26T09:46:00 | Requirement | Space | 2B04 | ROPPE - 40 FAWN - 4" HIGH RUBBER COVE BASE | n/a | n/a | n/a | n/a | Clinic_076-078_Finish Schedule | n/a
BaseMaterial | bill.east@us.army.mil | 2012-10-26T09:46:00 | Requirement | Space | 2B04 | RUBBER BASE | n/a | n/a | n/a | n/a | Clinic_076-078_Finish Schedule | n/a
CeilingColor | bill.east@us.army.mil | 2012-10-26T09:46:00 | Requirement | Space | 2B04 | ARMSTRONG CEILING TILE - CIRRUS TEGULAR; COLOR: WHITE; SERIES #534 GRID-15/16" EXPOSED TEE GRID SYSTEM-WHITE; SIZE: 2'x2'x3/4" | n/a | n/a | n/a | n/a | Clinic_076-078_Finish Schedule | n/a
CeilingMaterial | bill.east@us.army.mil | 2012-10-26T09:46:00 | Requirement | Space | 2B04 | ACOUSTICAL CEILING TILE | n/a | n/a | n/a | n/a | Clinic_076-078_Finish Schedule | n/a
FloorColor | bill.east@us.army.mil | 2012-10-26T09:46:00 | Requirement | Space | 2B04 | INTERFACE - CARIBBEAN #3073 NASSAU | n/a | n/a | n/a | n/a | Clinic_076-078_Finish Schedule | n/a
FloorMaterial | bill.east@us.army.mil | 2012-10-26T09:46:00 | Requirement | Space | 2B04 | CARPET | n/a | n/a | n/a | n/a | Clinic_076-078_Finish Schedule | n/a
WallColor-East | bill.east@us.army.mil | 2012-10-26T09:46:00 | Requirement | Space | 2B04 | DEVOE # 2W18-2 PRARIE BUFF | n/a | n/a | n/a | n/a | Clinic_076-078_Finish Schedule | n/a
WallColor-North | bill.east@us.army.mil | 2012-10-26T09:46:00 | Requirement | Space | 2B04 | DEVOE # 2W18-2 PRARIE BUFF | n/a | n/a | n/a | n/a | Clinic_076-078_Finish Schedule | n/a
WallColor-South | bill.east@us.army.mil | 2012-10-26T09:46:00 | Requirement | Space | 2B04 | DEVOE # 2W18-2 PRARIE BUFF | n/a | n/a | n/a | n/a | Clinic_076-078_Finish Schedule | n/a
WallColor-West | bill.east@us.army.mil | 2012-10-26T09:46:00 | Requirement | Space | 2B04 | DEVOE # 2W18-2 PRARIE BUFF | n/a | n/a | n/a | n/a | Clinic_076-078_Finish Schedule | n/a
WallMaterial-East | bill.east@us.army.mil | 2012-10-26T09:46:00 | Requirement | Space | 2B04 | GYPSUM WALLBOARD WITH PAINT | n/a | n/a | n/a | n/a | Clinic_076-078_Finish Schedule | n/a
WallMaterial-North | bill.east@us.army.mil | 2012-10-26T09:46:00 | Requirement | Space | 2B04 | GYPSUM WALLBOARD WITH PAINT | n/a | n/a | n/a | n/a | Clinic_076-078_Finish Schedule | n/a
WallMaterial-South | bill.east@us.army.mil | 2012-10-26T09:46:00 | Requirement | Space | 2B04 | GYPSUM WALLBOARD WITH PAINT | n/a | n/a | n/a | n/a | Clinic_076-078_Finish Schedule | n/a
WallMaterial-West | bill.east@us.army.mil | 2012-10-26T09:46:00 | Requirement | Space | 2B04 | GYPSUM WALLBOARD WITH PAINT | n/a | n/a | n/a | n/a | Clinic_076-078_Finish Schedule | n/a
BaseColor | bill.east@us.army.mil | 2012-10-26T09:46:00 | Requirement | Space | 2B05 | DAL - TILE - #D-1452 CYPRESS - SIZE 4"X 4" | n/a | n/a | n/a | n/a | Clinic_076-078_Finish Schedule | n/a
BaseMaterial | bill.east@us.army.mil | 2012-10-26T09:46:00 | Requirement | Space | 2B05 | MAT GLAZED TILE | n/a | n/a | n/a | n/a | Clinic_076-078_Finish Schedule | n/a
CeilingColor | bill.east@us.army.mil | 2012-10-26T09:46:00 | Requirement | Space | 2B05 | ARMSTRONG - PREMIUM EXCELON - #52153 WARM GREEN | n/a | n/a | n/a | n/a | Clinic_076-078_Finish Schedule | n/a
CeilingMaterial | bill.east@us.army.mil | 2012-10-26T09:46:00 | Requirement | Space | 2B05 | ACOUSTICAL CEILING TILE | n/a | n/a | n/a | n/a | Clinic_076-078_Finish Schedule | n/a
FloorColor | bill.east@us.army.mil | 2012-10-26T09:46:00 | Requirement | Space | 2B05 | AMERICAN OLEAN #A-55 DOE SIZE: 2"x2" | n/a | n/a | n/a | n/a | Clinic_076-078_Finish Schedule | n/a
FloorMaterial | bill.east@us.army.mil | 2012-10-26T09:46:00 | Requirement | Space | 2B05 | CERAMIC TILE | n/a | n/a | n/a | n/a | Clinic_076-078_Finish Schedule | n/a
WallColor-East | bill.east@us.army.mil | 2012-10-26T09:46:00 | Requirement | Space | 2B05 | DAL - TILE - #D-1452 CYPRESS - SIZE 4"X 4" | n/a | n/a | n/a | n/a | Clinic_076-078_Finish Schedule | n/a
WallColor-North | bill.east@us.army.mil | 2012-10-26T09:46:00 | Requirement | Space | 2B05 | DAL - TILE - #D-1452 CYPRESS - SIZE 4"X 4" | n/a | n/a | n/a | n/a | Clinic_076-078_Finish Schedule | n/a
WallColor-South | bill.east@us.army.mil | 2012-10-26T09:46:00 | Requirement | Space | 2B05 | DAL - TILE - #D-1452 CYPRESS - SIZE 4"X 4" | n/a | n/a | n/a | n/a | Clinic_076-078_Finish Schedule | n/a
WallColor-West | bill.east@us.army.mil | 2012-10-26T09:46:00 | Requirement | Space | 2B05 | DAL - TILE - #D-1452 CYPRESS - SIZE 4"X 4" | n/a | n/a | n/a | n/a | Clinic_076-078_Finish Schedule | n/a
WallMaterial-East | bill.east@us.army.mil | 2012-10-26T09:46:00 | Requirement | Space | 2B05 | MAT GLAZED TILE | n/a | n/a | n/a | n/a | Clinic_076-078_Finish Schedule | n/a
WallMaterial-North | bill.east@us.army.mil | 2012-10-26T09:46:00 | Requirement | Space | 2B05 | MAT GLAZED TILE | n/a | n/a | n/a | n/a | Clinic_076-078_Finish Schedule | n/a
WallMaterial-South | bill.east@us.army.mil | 2012-10-26T09:46:00 | Requirement | Space | 2B05 | MAT GLAZED TILE | n/a | n/a | n/a | n/a | Clinic_076-078_Finish Schedule | n/a
WallMaterial-West | bill.east@us.army.mil | 2012-10-26T09:46:00 | Requirement | Space | 2B05 | MAT GLAZED TILE | n/a | n/a | n/a | n/a | Clinic_076-078_Finish Schedule | n/a
BaseColor | bill.east@us.army.mil | 2012-10-26T09:46:00 | Requirement | Space | 2B06 | DAL - TILE - #D-1452 CYPRESS - SIZE 4"X 4" | n/a | n/a | n/a | n/a | Clinic_076-078_Finish Schedule | n/a
BaseMaterial | bill.east@us.army.mil | 2012-10-26T09:46:00 | Requirement | Space | 2B06 | MAT GLAZED TILE | n/a | n/a | n/a | n/a | Clinic_076-078_Finish Schedule | n/a
CeilingColor | bill.east@us.army.mil | 2012-10-26T09:46:00 | Requirement | Space | 2B06 | ARMSTRONG - PREMIUM EXCELON - #52153 WARM GREEN | n/a | n/a | n/a | n/a | Clinic_076-078_Finish Schedule | n/a
CeilingMaterial | bill.east@us.army.mil | 2012-10-26T09:46:00 | Requirement | Space | 2B06 | ACOUSTICAL CEILING TILE | n/a | n/a | n/a | n/a | Clinic_076-078_Finish Schedule | n/a
FloorColor | bill.east@us.army.mil | 2012-10-26T09:46:00 | Requirement | Space | 2B06 | AMERICAN OLEAN #A-55 DOE SIZE: 2"x2" | n/a | n/a | n/a | n/a | Clinic_076-078_Finish Schedule | n/a
FloorMaterial | bill.east@us.army.mil | 2012-10-26T09:46:00 | Requirement | Space | 2B06 | CERAMIC TILE | n/a | n/a | n/a | n/a | Clinic_076-078_Finish Schedule | n/a
WallColor-East | bill.east@us.army.mil | 2012-10-26T09:46:00 | Requirement | Space | 2B06 | DAL - TILE - #D-1452 CYPRESS - SIZE 4"X 4" | n/a | n/a | n/a | n/a | Clinic_076-078_Finish Schedule | n/a
WallColor-North | bill.east@us.army.mil | 2012-10-26T09:46:00 | Requirement | Space | 2B06 | DAL - TILE - #D-1452 CYPRESS - SIZE 4"X 4" | n/a | n/a | n/a | n/a | Clinic_076-078_Finish Schedule | n/a
WallColor-South | bill.east@us.army.mil | 2012-10-26T09:46:00 | Requirement | Space | 2B06 | DAL - TILE - #D-1452 CYPRESS - SIZE 4"X 4" | n/a | n/a | n/a | n/a | Clinic_076-078_Finish Schedule | n/a
WallColor-West | bill.east@us.army.mil | 2012-10-26T09:46:00 | Requirement | Space | 2B06 | DAL - TILE - #D-1452 CYPRESS - SIZE 4"X 4" | n/a | n/a | n/a | n/a | Clinic_076-078_Finish Schedule | n/a
WallMaterial-East | bill.east@us.army.mil | 2012-10-26T09:46:00 | Requirement | Space | 2B06 | MAT GLAZED TILE | n/a | n/a | n/a | n/a | Clinic_076-078_Finish Schedule | n/a
WallMaterial-North | bill.east@us.army.mil | 2012-10-26T09:46:00 | Requirement | Space | 2B06 | MAT GLAZED TILE | n/a | n/a | n/a | n/a | Clinic_076-078_Finish Schedule | n/a
WallMaterial-South | bill.east@us.army.mil | 2012-10-26T09:46:00 | Requirement | Space | 2B06 | MAT GLAZED TILE | n/a | n/a | n/a | n/a | Clinic_076-078_Finish Schedule | n/a
WallMaterial-West | bill.east@us.army.mil | 2012-10-26T09:46:00 | Requirement | Space | 2B06 | MAT GLAZED TILE | n/a | n/a | n/a | n/a | Clinic_076-078_Finish Schedule | n/a
BaseColor | bill.east@us.army.mil | 2012-10-26T09:46:00 | Requirement | Space | 2B07 | ROPPE - 40 FAWN - 4" HIGH RUBBER COVE BASE | n/a | n/a | n/a | n/a | Clinic_076-078_Finish Schedule | n/a
BaseMaterial | bill.east@us.army.mil | 2012-10-26T09:46:00 | Requirement | Space | 2B07 | RUBBER BASE | n/a | n/a | n/a | n/a | Clinic_076-078_Finish Schedule | n/a
CeilingColor | bill.east@us.army.mil | 2012-10-26T09:46:00 | Requirement | Space | 2B07 | ARMSTRONG CEILING TILE - CIRRUS TEGULAR; COLOR: WHITE; SERIES #534 GRID-15/16" EXPOSED TEE GRID SYSTEM-WHITE; SIZE: 2'x2'x3/4" | n/a | n/a | n/a | n/a | Clinic_076-078_Finish Schedule | n/a
CeilingMaterial | bill.east@us.army.mil | 2012-10-26T09:46:00 | Requirement | Space | 2B07 | ACOUSTICAL CEILING TILE | n/a | n/a | n/a | n/a | Clinic_076-078_Finish Schedule | n/a
FloorColor | bill.east@us.army.mil | 2012-10-26T09:46:00 | Requirement | Space | 2B07 | INTERFACE - CARIBBEAN #3073 NASSAU | n/a | n/a | n/a | n/a | Clinic_076-078_Finish Schedule | n/a
FloorMaterial | bill.east@us.army.mil | 2012-10-26T09:46:00 | Requirement | Space | 2B07 | CARPET | n/a | n/a | n/a | n/a | Clinic_076-078_Finish Schedule | n/a
WallColor-East | bill.east@us.army.mil | 2012-10-26T09:46:00 | Requirement | Space | 2B07 | DEVOE # 2W18-2 PRARIE BUFF | n/a | n/a | n/a | n/a | Clinic_076-078_Finish Schedule | n/a
WallColor-North | bill.east@us.army.mil | 2012-10-26T09:46:00 | Requirement | Space | 2B07 | DEVOE # 2W18-2 PRARIE BUFF | n/a | n/a | n/a | n/a | Clinic_076-078_Finish Schedule | n/a
WallColor-South | bill.east@us.army.mil | 2012-10-26T09:46:00 | Requirement | Space | 2B07 | DEVOE # 2W18-2 PRARIE BUFF | n/a | n/a | n/a | n/a | Clinic_076-078_Finish Schedule | n/a
WallColor-West | bill.east@us.army.mil | 2012-10-26T09:46:00 | Requirement | Space | 2B07 | DEVOE # 2W18-2 PRARIE BUFF | n/a | n/a | n/a | n/a | Clinic_076-078_Finish Schedule | n/a
WallMaterial-East | bill.east@us.army.mil | 2012-10-26T09:46:00 | Requirement | Space | 2B07 | GYPSUM WALLBOARD WITH PAINT | n/a | n/a | n/a | n/a | Clinic_076-078_Finish Schedule | n/a
WallMaterial-North | bill.east@us.army.mil | 2012-10-26T09:46:00 | Requirement | Space | 2B07 | GYPSUM WALLBOARD WITH PAINT | n/a | n/a | n/a | n/a | Clinic_076-078_Finish Schedule | n/a
WallMaterial-South | bill.east@us.army.mil | 2012-10-26T09:46:00 | Requirement | Space | 2B07 | GYPSUM WALLBOARD WITH PAINT | n/a | n/a | n/a | n/a | Clinic_076-078_Finish Schedule | n/a
WallMaterial-West | bill.east@us.army.mil | 2012-10-26T09:46:00 | Requirement | Space | 2B07 | GYPSUM WALLBOARD WITH PAINT | n/a | n/a | n/a | n/a | Clinic_076-078_Finish Schedule | n/a
BaseColor | bill.east@us.army.mil | 2012-10-26T09:46:00 | Requirement | Space | 2B08 | ROPPE - 40 FAWN - 4" HIGH RUBBER COVE BASE | n/a | n/a | n/a | n/a | Clinic_076-078_Finish Schedule | n/a
BaseMaterial | bill.east@us.army.mil | 2012-10-26T09:46:00 | Requirement | Space | 2B08 | RUBBER BASE | n/a | n/a | n/a | n/a | Clinic_076-078_Finish Schedule | n/a
CeilingColor | bill.east@us.army.mil | 2012-10-26T09:46:00 | Requirement | Space | 2B08 | ARMSTRONG CEILING TILE - CIRRUS TEGULAR; COLOR: WHITE; SERIES #534 GRID-15/16" EXPOSED TEE GRID SYSTEM-WHITE; SIZE: 2'x2'x3/4" | n/a | n/a | n/a | n/a | Clinic_076-078_Finish Schedule | n/a
CeilingMaterial | bill.east@us.army.mil | 2012-10-26T09:46:00 | Requirement | Space | 2B08 | ACOUSTICAL CEILING TILE | n/a | n/a | n/a | n/a | Clinic_076-078_Finish Schedule | n/a
FloorColor | bill.east@us.army.mil | 2012-10-26T09:46:00 | Requirement | Space | 2B08 | INTERFACE - CARIBBEAN #3073 NASSAU | n/a | n/a | n/a | n/a | Clinic_076-078_Finish Schedule | n/a
FloorMaterial | bill.east@us.army.mil | 2012-10-26T09:46:00 | Requirement | Space | 2B08 | CARPET | n/a | n/a | n/a | n/a | Clinic_076-078_Finish Schedule | n/a
WallColor-East | bill.east@us.army.mil | 2012-10-26T09:46:00 | Requirement | Space | 2B08 | DEVOE # 2W18-2 PRARIE BUFF | n/a | n/a | n/a | n/a | Clinic_076-078_Finish Schedule | n/a
WallColor-North | bill.east@us.army.mil | 2012-10-26T09:46:00 | Requirement | Space | 2B08 | DEVOE # 2W18-2 PRARIE BUFF | n/a | n/a | n/a | n/a | Clinic_076-078_Finish Schedule | n/a
WallColor-South | bill.east@us.army.mil | 2012-10-26T09:46:00 | Requirement | Space | 2B08 | DEVOE # 2W18-2 PRARIE BUFF | n/a | n/a | n/a | n/a | Clinic_076-078_Finish Schedule | n/a
WallColor-West | bill.east@us.army.mil | 2012-10-26T09:46:00 | Requirement | Space | 2B08 | DEVOE # 2W18-2 PRARIE BUFF | n/a | n/a | n/a | n/a | Clinic_076-078_Finish Schedule | n/a
WallMaterial-East | bill.east@us.army.mil | 2012-10-26T09:46:00 | Requirement | Space | 2B08 | GYPSUM WALLBOARD WITH PAINT | n/a | n/a | n/a | n/a | Clinic_076-078_Finish Schedule | n/a
WallMaterial-North | bill.east@us.army.mil | 2012-10-26T09:46:00 | Requirement | Space | 2B08 | GYPSUM WALLBOARD WITH PAINT | n/a | n/a | n/a | n/a | Clinic_076-078_Finish Schedule | n/a
WallMaterial-South | bill.east@us.army.mil | 2012-10-26T09:46:00 | Requirement | Space | 2B08 | GYPSUM WALLBOARD WITH PAINT | n/a | n/a | n/a | n/a | Clinic_076-078_Finish Schedule | n/a
WallMaterial-West | bill.east@us.army.mil | 2012-10-26T09:46:00 | Requirement | Space | 2B08 | GYPSUM WALLBOARD WITH PAINT | n/a | n/a | n/a | n/a | Clinic_076-078_Finish Schedule | n/a
BaseColor | bill.east@us.army.mil | 2012-10-26T09:46:00 | Requirement | Space | 2B09 | ROPPE - 40 FAWN - 4" HIGH RUBBER COVE BASE | n/a | n/a | n/a | n/a | Clinic_076-078_Finish Schedule | n/a
BaseMaterial | bill.east@us.army.mil | 2012-10-26T09:46:00 | Requirement | Space | 2B09 | RUBBER BASE | n/a | n/a | n/a | n/a | Clinic_076-078_Finish Schedule | n/a
CeilingColor | bill.east@us.army.mil | 2012-10-26T09:46:00 | Requirement | Space | 2B09 | ARMSTRONG CEILING TILE - CIRRUS TEGULAR; COLOR: WHITE; SERIES #534 GRID-15/16" EXPOSED TEE GRID SYSTEM-WHITE; SIZE: 2'x2'x3/4" | n/a | n/a | n/a | n/a | Clinic_076-078_Finish Schedule | n/a
CeilingMaterial | bill.east@us.army.mil | 2012-10-26T09:46:00 | Requirement | Space | 2B09 | ACOUSTICAL CEILING TILE | n/a | n/a | n/a | n/a | Clinic_076-078_Finish Schedule | n/a
FloorColor | bill.east@us.army.mil | 2012-10-26T09:46:00 | Requirement | Space | 2B09 | INTERFACE - CARIBBEAN #3073 NASSAU | n/a | n/a | n/a | n/a | Clinic_076-078_Finish Schedule | n/a
FloorMaterial | bill.east@us.army.mil | 2012-10-26T09:46:00 | Requirement | Space | 2B09 | CARPET | n/a | n/a | n/a | n/a | Clinic_076-078_Finish Schedule | n/a
WallColor-East | bill.east@us.army.mil | 2012-10-26T09:46:00 | Requirement | Space | 2B09 | DEVOE # 2W18-2 PRARIE BUFF | n/a | n/a | n/a | n/a | Clinic_076-078_Finish Schedule | n/a
WallColor-North | bill.east@us.army.mil | 2012-10-26T09:46:00 | Requirement | Space | 2B09 | DEVOE # 2W18-2 PRARIE BUFF | n/a | n/a | n/a | n/a | Clinic_076-078_Finish Schedule | n/a
WallColor-South | bill.east@us.army.mil | 2012-10-26T09:46:00 | Requirement | Space | 2B09 | DEVOE # 2W18-2 PRARIE BUFF | n/a | n/a | n/a | n/a | Clinic_076-078_Finish Schedule | n/a
WallColor-West | bill.east@us.army.mil | 2012-10-26T09:46:00 | Requirement | Space | 2B09 | DEVOE # 2W18-2 PRARIE BUFF | n/a | n/a | n/a | n/a | Clinic_076-078_Finish Schedule | n/a
WallMaterial-East | bill.east@us.army.mil | 2012-10-26T09:46:00 | Requirement | Space | 2B09 | GYPSUM WALLBOARD WITH PAINT | n/a | n/a | n/a | n/a | Clinic_076-078_Finish Schedule | n/a
WallMaterial-North | bill.east@us.army.mil | 2012-10-26T09:46:00 | Requirement | Space | 2B09 | GYPSUM WALLBOARD WITH PAINT | n/a | n/a | n/a | n/a | Clinic_076-078_Finish Schedule | n/a
WallMaterial-South | bill.east@us.army.mil | 2012-10-26T09:46:00 | Requirement | Space | 2B09 | GYPSUM WALLBOARD WITH PAINT | n/a | n/a | n/a | n/a | Clinic_076-078_Finish Schedule | n/a
WallMaterial-West | bill.east@us.army.mil | 2012-10-26T09:46:00 | Requirement | Space | 2B09 | GYPSUM WALLBOARD WITH PAINT | n/a | n/a | n/a | n/a | Clinic_076-078_Finish Schedule | n/a
BaseColor | bill.east@us.army.mil | 2012-10-26T09:46:00 | Requirement | Space | 2B10 | ROPPE - 40 FAWN - 4" HIGH RUBBER COVE BASE | n/a | n/a | n/a | n/a | Clinic_076-078_Finish Schedule | n/a
BaseMaterial | bill.east@us.army.mil | 2012-10-26T09:46:00 | Requirement | Space | 2B10 | RUBBER BASE | n/a | n/a | n/a | n/a | Clinic_076-078_Finish Schedule | n/a
CeilingColor | bill.east@us.army.mil | 2012-10-26T09:46:00 | Requirement | Space | 2B10 | ARMSTRONG CEILING TILE - CIRRUS TEGULAR; COLOR: WHITE; SERIES #534 GRID-15/16" EXPOSED TEE GRID SYSTEM-WHITE; SIZE: 2'x2'x3/4" | n/a | n/a | n/a | n/a | Clinic_076-078_Finish Schedule | n/a
CeilingMaterial | bill.east@us.army.mil | 2012-10-26T09:46:00 | Requirement | Space | 2B10 | ACOUSTICAL CEILING TILE | n/a | n/a | n/a | n/a | Clinic_076-078_Finish Schedule | n/a
FloorColor | bill.east@us.army.mil | 2012-10-26T09:46:00 | Requirement | Space | 2B10 | INTERFACE - CARIBBEAN #3073 NASSAU | n/a | n/a | n/a | n/a | Clinic_076-078_Finish Schedule | n/a
FloorMaterial | bill.east@us.army.mil | 2012-10-26T09:46:00 | Requirement | Space | 2B10 | CARPET | n/a | n/a | n/a | n/a | Clinic_076-078_Finish Schedule | n/a
WallColor-East | bill.east@us.army.mil | 2012-10-26T09:46:00 | Requirement | Space | 2B10 | DEVOE # 2W18-2 PRARIE BUFF | n/a | n/a | n/a | n/a | Clinic_076-078_Finish Schedule | n/a
WallColor-North | bill.east@us.army.mil | 2012-10-26T09:46:00 | Requirement | Space | 2B10 | DEVOE # 2W18-2 PRARIE BUFF | n/a | n/a | n/a | n/a | Clinic_076-078_Finish Schedule | n/a
WallColor-South | bill.east@us.army.mil | 2012-10-26T09:46:00 | Requirement | Space | 2B10 | DEVOE # 2W18-2 PRARIE BUFF | n/a | n/a | n/a | n/a | Clinic_076-078_Finish Schedule | n/a
WallColor-West | bill.east@us.army.mil | 2012-10-26T09:46:00 | Requirement | Space | 2B10 | DEVOE # 2W18-2 PRARIE BUFF | n/a | n/a | n/a | n/a | Clinic_076-078_Finish Schedule | n/a
WallMaterial-East | bill.east@us.army.mil | 2012-10-26T09:46:00 | Requirement | Space | 2B10 | GYPSUM WALLBOARD WITH PAINT | n/a | n/a | n/a | n/a | Clinic_076-078_Finish Schedule | n/a
WallMaterial-North | bill.east@us.army.mil | 2012-10-26T09:46:00 | Requirement | Space | 2B10 | GYPSUM WALLBOARD WITH PAINT | n/a | n/a | n/a | n/a | Clinic_076-078_Finish Schedule | n/a
WallMaterial-South | bill.east@us.army.mil | 2012-10-26T09:46:00 | Requirement | Space | 2B10 | GYPSUM WALLBOARD WITH PAINT | n/a | n/a | n/a | n/a | Clinic_076-078_Finish Schedule | n/a
WallMaterial-West | bill.east@us.army.mil | 2012-10-26T09:46:00 | Requirement | Space | 2B10 | GYPSUM WALLBOARD WITH PAINT | n/a | n/a | n/a | n/a | Clinic_076-078_Finish Schedule | n/a
BaseColor | bill.east@us.army.mil | 2012-10-26T09:46:00 | Requirement | Space | 2B11 | ROPPE - 40 FAWN - 4" HIGH RUBBER COVE BASE | n/a | n/a | n/a | n/a | Clinic_076-078_Finish Schedule | n/a
BaseMaterial | bill.east@us.army.mil | 2012-10-26T09:46:00 | Requirement | Space | 2B11 | RUBBER BASE | n/a | n/a | n/a | n/a | Clinic_076-078_Finish Schedule | n/a
CeilingColor | bill.east@us.army.mil | 2012-10-26T09:46:00 | Requirement | Space | 2B11 | ARMSTRONG CEILING TILE - CIRRUS TEGULAR; COLOR: WHITE; SERIES #534 GRID-15/16" EXPOSED TEE GRID SYSTEM-WHITE; SIZE: 2'x2'x3/4" | n/a | n/a | n/a | n/a | Clinic_076-078_Finish Schedule | n/a
CeilingMaterial | bill.east@us.army.mil | 2012-10-26T09:46:00 | Requirement | Space | 2B11 | ACOUSTICAL CEILING TILE | n/a | n/a | n/a | n/a | Clinic_076-078_Finish Schedule | n/a
FloorColor | bill.east@us.army.mil | 2012-10-26T09:46:00 | Requirement | Space | 2B11 | INTERFACE - CARIBBEAN #3073 NASSAU | n/a | n/a | n/a | n/a | Clinic_076-078_Finish Schedule | n/a
FloorMaterial | bill.east@us.army.mil | 2012-10-26T09:46:00 | Requirement | Space | 2B11 | CARPET | n/a | n/a | n/a | n/a | Clinic_076-078_Finish Schedule | n/a
WallColor-East | bill.east@us.army.mil | 2012-10-26T09:46:00 | Requirement | Space | 2B11 | DEVOE # 2W18-2 PRARIE BUFF | n/a | n/a | n/a | n/a | Clinic_076-078_Finish Schedule | n/a
WallColor-North | bill.east@us.army.mil | 2012-10-26T09:46:00 | Requirement | Space | 2B11 | DEVOE # 2W18-2 PRARIE BUFF | n/a | n/a | n/a | n/a | Clinic_076-078_Finish Schedule | n/a
WallColor-South | bill.east@us.army.mil | 2012-10-26T09:46:00 | Requirement | Space | 2B11 | DEVOE # 2W18-2 PRARIE BUFF | n/a | n/a | n/a | n/a | Clinic_076-078_Finish Schedule | n/a
WallColor-West | bill.east@us.army.mil | 2012-10-26T09:46:00 | Requirement | Space | 2B11 | DEVOE # 2W18-2 PRARIE BUFF | n/a | n/a | n/a | n/a | Clinic_076-078_Finish Schedule | n/a
WallMaterial-East | bill.east@us.army.mil | 2012-10-26T09:46:00 | Requirement | Space | 2B11 | GYPSUM WALLBOARD WITH PAINT | n/a | n/a | n/a | n/a | Clinic_076-078_Finish Schedule | n/a
WallMaterial-North | bill.east@us.army.mil | 2012-10-26T09:46:00 | Requirement | Space | 2B11 | GYPSUM WALLBOARD WITH PAINT | n/a | n/a | n/a | n/a | Clinic_076-078_Finish Schedule | n/a
WallMaterial-South | bill.east@us.army.mil | 2012-10-26T09:46:00 | Requirement | Space | 2B11 | GYPSUM WALLBOARD WITH PAINT | n/a | n/a | n/a | n/a | Clinic_076-078_Finish Schedule | n/a
WallMaterial-West | bill.east@us.army.mil | 2012-10-26T09:46:00 | Requirement | Space | 2B11 | GYPSUM WALLBOARD WITH PAINT | n/a | n/a | n/a | n/a | Clinic_076-078_Finish Schedule | n/a
BaseColor | bill.east@us.army.mil | 2012-10-26T09:46:00 | Requirement | Space | 2B12 | ROPPE - 40 FAWN - 4" HIGH RUBBER COVE BASE | n/a | n/a | n/a | n/a | Clinic_076-078_Finish Schedule | n/a
BaseMaterial | bill.east@us.army.mil | 2012-10-26T09:46:00 | Requirement | Space | 2B12 | RUBBER BASE | n/a | n/a | n/a | n/a | Clinic_076-078_Finish Schedule | n/a
CeilingColor | bill.east@us.army.mil | 2012-10-26T09:46:00 | Requirement | Space | 2B12 | UNFINISHED | n/a | n/a | n/a | n/a | Clinic_076-078_Finish Schedule | n/a
CeilingMaterial | bill.east@us.army.mil | 2012-10-26T09:46:00 | Requirement | Space | 2B12 | CONCRETE | n/a | n/a | n/a | n/a | Clinic_076-078_Finish Schedule | n/a
FloorColor | bill.east@us.army.mil | 2012-10-26T09:46:00 | Requirement | Space | 2B12 | VAMERICAN OLEAN #A-55 DOE SIZE: 2"x2" | n/a | n/a | n/a | n/a | Clinic_076-078_Finish Schedule | n/a
FloorMaterial | bill.east@us.army.mil | 2012-10-26T09:46:00 | Requirement | Space | 2B12 | VINYL COMPOSITION TILE | n/a | n/a | n/a | n/a | Clinic_076-078_Finish Schedule | n/a
WallColor-East | bill.east@us.army.mil | 2012-10-26T09:46:00 | Requirement | Space | 2B12 | DEVOE # 2W18-2 PRARIE BUFF | n/a | n/a | n/a | n/a | Clinic_076-078_Finish Schedule | n/a
WallColor-North | bill.east@us.army.mil | 2012-10-26T09:46:00 | Requirement | Space | 2B12 | DEVOE # 2W18-2 PRARIE BUFF | n/a | n/a | n/a | n/a | Clinic_076-078_Finish Schedule | n/a
WallColor-South | bill.east@us.army.mil | 2012-10-26T09:46:00 | Requirement | Space | 2B12 | DEVOE # 2W18-2 PRARIE BUFF | n/a | n/a | n/a | n/a | Clinic_076-078_Finish Schedule | n/a
WallColor-West | bill.east@us.army.mil | 2012-10-26T09:46:00 | Requirement | Space | 2B12 | DEVOE # 2W18-2 PRARIE BUFF | n/a | n/a | n/a | n/a | Clinic_076-078_Finish Schedule | n/a
WallMaterial-East | bill.east@us.army.mil | 2012-10-26T09:46:00 | Requirement | Space | 2B12 | GYPSUM WALLBOARD WITH PAINT | n/a | n/a | n/a | n/a | Clinic_076-078_Finish Schedule | n/a
WallMaterial-North | bill.east@us.army.mil | 2012-10-26T09:46:00 | Requirement | Space | 2B12 | GYPSUM WALLBOARD WITH PAINT | n/a | n/a | n/a | n/a | Clinic_076-078_Finish Schedule | n/a
WallMaterial-South | bill.east@us.army.mil | 2012-10-26T09:46:00 | Requirement | Space | 2B12 | GYPSUM WALLBOARD WITH PAINT | n/a | n/a | n/a | n/a | Clinic_076-078_Finish Schedule | n/a
WallMaterial-West | bill.east@us.army.mil | 2012-10-26T09:46:00 | Requirement | Space | 2B12 | GYPSUM WALLBOARD WITH PAINT | n/a | n/a | n/a | n/a | Clinic_076-078_Finish Schedule | n/a
BaseColor | bill.east@us.army.mil | 2012-10-26T09:46:00 | Requirement | Space | 2B13 | ROPPE - 40 FAWN - 4" HIGH RUBBER COVE BASE | n/a | n/a | n/a | n/a | Clinic_076-078_Finish Schedule | n/a
BaseMaterial | bill.east@us.army.mil | 2012-10-26T09:46:00 | Requirement | Space | 2B13 | RUBBER BASE | n/a | n/a | n/a | n/a | Clinic_076-078_Finish Schedule | n/a
CeilingColor | bill.east@us.army.mil | 2012-10-26T09:46:00 | Requirement | Space | 2B13 | UNFINISHED | n/a | n/a | n/a | n/a | Clinic_076-078_Finish Schedule | n/a
CeilingMaterial | bill.east@us.army.mil | 2012-10-26T09:46:00 | Requirement | Space | 2B13 | CONCRETE | n/a | n/a | n/a | n/a | Clinic_076-078_Finish Schedule | n/a
FloorColor | bill.east@us.army.mil | 2012-10-26T09:46:00 | Requirement | Space | 2B13 | VAMERICAN OLEAN #A-55 DOE SIZE: 2"x2" | n/a | n/a | n/a | n/a | Clinic_076-078_Finish Schedule | n/a
FloorMaterial | bill.east@us.army.mil | 2012-10-26T09:46:00 | Requirement | Space | 2B13 | VINYL COMPOSITION TILE | n/a | n/a | n/a | n/a | Clinic_076-078_Finish Schedule | n/a
WallColor-East | bill.east@us.army.mil | 2012-10-26T09:46:00 | Requirement | Space | 2B13 | DEVOE # 2W18-2 PRARIE BUFF | n/a | n/a | n/a | n/a | Clinic_076-078_Finish Schedule | n/a
WallColor-North | bill.east@us.army.mil | 2012-10-26T09:46:00 | Requirement | Space | 2B13 | DEVOE # 2W18-2 PRARIE BUFF | n/a | n/a | n/a | n/a | Clinic_076-078_Finish Schedule | n/a
WallColor-South | bill.east@us.army.mil | 2012-10-26T09:46:00 | Requirement | Space | 2B13 | DEVOE # 2W18-2 PRARIE BUFF | n/a | n/a | n/a | n/a | Clinic_076-078_Finish Schedule | n/a
WallColor-West | bill.east@us.army.mil | 2012-10-26T09:46:00 | Requirement | Space | 2B13 | DEVOE # 2W18-2 PRARIE BUFF | n/a | n/a | n/a | n/a | Clinic_076-078_Finish Schedule | n/a
WallMaterial-East | bill.east@us.army.mil | 2012-10-26T09:46:00 | Requirement | Space | 2B13 | GYPSUM WALLBOARD WITH PAINT | n/a | n/a | n/a | n/a | Clinic_076-078_Finish Schedule | n/a
WallMaterial-North | bill.east@us.army.mil | 2012-10-26T09:46:00 | Requirement | Space | 2B13 | GYPSUM WALLBOARD WITH PAINT | n/a | n/a | n/a | n/a | Clinic_076-078_Finish Schedule | n/a
WallMaterial-South | bill.east@us.army.mil | 2012-10-26T09:46:00 | Requirement | Space | 2B13 | GYPSUM WALLBOARD WITH PAINT | n/a | n/a | n/a | n/a | Clinic_076-078_Finish Schedule | n/a
WallMaterial-West | bill.east@us.army.mil | 2012-10-26T09:46:00 | Requirement | Space | 2B13 | GYPSUM WALLBOARD WITH PAINT | n/a | n/a | n/a | n/a | Clinic_076-078_Finish Schedule | n/a
BaseColor | bill.east@us.army.mil | 2012-10-26T09:46:00 | Requirement | Space | 2B14 | ROPPE - 40 FAWN - 4" HIGH RUBBER COVE BASE | n/a | n/a | n/a | n/a | Clinic_076-078_Finish Schedule | n/a
BaseMaterial | bill.east@us.army.mil | 2012-10-26T09:46:00 | Requirement | Space | 2B14 | RUBBER BASE | n/a | n/a | n/a | n/a | Clinic_076-078_Finish Schedule | n/a
CeilingColor | bill.east@us.army.mil | 2012-10-26T09:46:00 | Requirement | Space | 2B14 | ARMSTRONG CEILING TILE - CIRRUS TEGULAR; COLOR: WHITE; SERIES #534 GRID-15/16" EXPOSED TEE GRID SYSTEM-WHITE; SIZE: 2'x2'x3/4" | n/a | n/a | n/a | n/a | Clinic_076-078_Finish Schedule | n/a
CeilingMaterial | bill.east@us.army.mil | 2012-10-26T09:46:00 | Requirement | Space | 2B14 | ACOUSTICAL CEILING TILE | n/a | n/a | n/a | n/a | Clinic_076-078_Finish Schedule | n/a
FloorColor | bill.east@us.army.mil | 2012-10-26T09:46:00 | Requirement | Space | 2B14 | VAMERICAN OLEAN #A-55 DOE SIZE: 2"x2" | n/a | n/a | n/a | n/a | Clinic_076-078_Finish Schedule | n/a
FloorMaterial | bill.east@us.army.mil | 2012-10-26T09:46:00 | Requirement | Space | 2B14 | VINYL COMPOSITION TILE | n/a | n/a | n/a | n/a | Clinic_076-078_Finish Schedule | n/a
WallColor-East | bill.east@us.army.mil | 2012-10-26T09:46:00 | Requirement | Space | 2B14 | DEVOE # 2W18-2 PRARIE BUFF | n/a | n/a | n/a | n/a | Clinic_076-078_Finish Schedule | n/a
WallColor-North | bill.east@us.army.mil | 2012-10-26T09:46:00 | Requirement | Space | 2B14 | DEVOE # 2W18-2 PRARIE BUFF | n/a | n/a | n/a | n/a | Clinic_076-078_Finish Schedule | n/a
WallColor-South | bill.east@us.army.mil | 2012-10-26T09:46:00 | Requirement | Space | 2B14 | DEVOE # 2W18-2 PRARIE BUFF | n/a | n/a | n/a | n/a | Clinic_076-078_Finish Schedule | n/a
WallColor-West | bill.east@us.army.mil | 2012-10-26T09:46:00 | Requirement | Space | 2B14 | DEVOE # 2W18-2 PRARIE BUFF | n/a | n/a | n/a | n/a | Clinic_076-078_Finish Schedule | n/a
WallMaterial-East | bill.east@us.army.mil | 2012-10-26T09:46:00 | Requirement | Space | 2B14 | GYPSUM WALLBOARD WITH PAINT | n/a | n/a | n/a | n/a | Clinic_076-078_Finish Schedule | n/a
WallMaterial-North | bill.east@us.army.mil | 2012-10-26T09:46:00 | Requirement | Space | 2B14 | GYPSUM WALLBOARD WITH PAINT | n/a | n/a | n/a | n/a | Clinic_076-078_Finish Schedule | n/a
WallMaterial-South | bill.east@us.army.mil | 2012-10-26T09:46:00 | Requirement | Space | 2B14 | GYPSUM WALLBOARD WITH PAINT | n/a | n/a | n/a | n/a | Clinic_076-078_Finish Schedule | n/a
WallMaterial-West | bill.east@us.army.mil | 2012-10-26T09:46:00 | Requirement | Space | 2B14 | GYPSUM WALLBOARD WITH PAINT | n/a | n/a | n/a | n/a | Clinic_076-078_Finish Schedule | n/a
BaseColor | bill.east@us.army.mil | 2012-10-26T09:46:00 | Requirement | Space | 2B15 | ROPPE - 40 FAWN - 4" HIGH RUBBER COVE BASE | n/a | n/a | n/a | n/a | Clinic_076-078_Finish Schedule | n/a
BaseMaterial | bill.east@us.army.mil | 2012-10-26T09:46:00 | Requirement | Space | 2B15 | RUBBER BASE | n/a | n/a | n/a | n/a | Clinic_076-078_Finish Schedule | n/a
CeilingColor | bill.east@us.army.mil | 2012-10-26T09:46:00 | Requirement | Space | 2B15 | ARMSTRONG CEILING TILE - CIRRUS TEGULAR; COLOR: WHITE; SERIES #534 GRID-15/16" EXPOSED TEE GRID SYSTEM-WHITE; SIZE: 2'x2'x3/4" | n/a | n/a | n/a | n/a | Clinic_076-078_Finish Schedule | n/a
CeilingMaterial | bill.east@us.army.mil | 2012-10-26T09:46:00 | Requirement | Space | 2B15 | ACOUSTICAL CEILING TILE | n/a | n/a | n/a | n/a | Clinic_076-078_Finish Schedule | n/a
FloorColor | bill.east@us.army.mil | 2012-10-26T09:46:00 | Requirement | Space | 2B15 | INTERFACE - CARIBBEAN #3080 ANTIQUA | n/a | n/a | n/a | n/a | Clinic_076-078_Finish Schedule | n/a
FloorMaterial | bill.east@us.army.mil | 2012-10-26T09:46:00 | Requirement | Space | 2B15 | CARPET | n/a | n/a | n/a | n/a | Clinic_076-078_Finish Schedule | n/a
WallColor-East | bill.east@us.army.mil | 2012-10-26T09:46:00 | Requirement | Space | 2B15 | DEVOE # 2W18-2 PRARIE BUFF | n/a | n/a | n/a | n/a | Clinic_076-078_Finish Schedule | n/a
WallColor-North | bill.east@us.army.mil | 2012-10-26T09:46:00 | Requirement | Space | 2B15 | DEVOE # 2W18-2 PRARIE BUFF | n/a | n/a | n/a | n/a | Clinic_076-078_Finish Schedule | n/a
WallColor-South | bill.east@us.army.mil | 2012-10-26T09:46:00 | Requirement | Space | 2B15 | DEVOE # 2W18-2 PRARIE BUFF | n/a | n/a | n/a | n/a | Clinic_076-078_Finish Schedule | n/a
WallColor-West | bill.east@us.army.mil | 2012-10-26T09:46:00 | Requirement | Space | 2B15 | DEVOE # 2W18-2 PRARIE BUFF | n/a | n/a | n/a | n/a | Clinic_076-078_Finish Schedule | n/a
WallMaterial-East | bill.east@us.army.mil | 2012-10-26T09:46:00 | Requirement | Space | 2B15 | GYPSUM WALLBOARD WITH PAINT | n/a | n/a | n/a | n/a | Clinic_076-078_Finish Schedule | n/a
WallMaterial-North | bill.east@us.army.mil | 2012-10-26T09:46:00 | Requirement | Space | 2B15 | GYPSUM WALLBOARD WITH PAINT | n/a | n/a | n/a | n/a | Clinic_076-078_Finish Schedule | n/a
WallMaterial-South | bill.east@us.army.mil | 2012-10-26T09:46:00 | Requirement | Space | 2B15 | GYPSUM WALLBOARD WITH PAINT | n/a | n/a | n/a | n/a | Clinic_076-078_Finish Schedule | n/a
WallMaterial-West | bill.east@us.army.mil | 2012-10-26T09:46:00 | Requirement | Space | 2B15 | GYPSUM WALLBOARD WITH PAINT | n/a | n/a | n/a | n/a | Clinic_076-078_Finish Schedule | n/a
BaseColor | bill.east@us.army.mil | 2012-10-26T09:46:00 | Requirement | Space | 2B16 | ROPPE - 40 FAWN - 4" HIGH RUBBER COVE BASE | n/a | n/a | n/a | n/a | Clinic_076-078_Finish Schedule | n/a
BaseMaterial | bill.east@us.army.mil | 2012-10-26T09:46:00 | Requirement | Space | 2B16 | RUBBER BASE | n/a | n/a | n/a | n/a | Clinic_076-078_Finish Schedule | n/a
CeilingColor | bill.east@us.army.mil | 2012-10-26T09:46:00 | Requirement | Space | 2B16 | ARMSTRONG CEILING TILE - CIRRUS TEGULAR; COLOR: WHITE; SERIES #534 GRID-15/16" EXPOSED TEE GRID SYSTEM-WHITE; SIZE: 2'x2'x3/4" | n/a | n/a | n/a | n/a | Clinic_076-078_Finish Schedule | n/a
CeilingMaterial | bill.east@us.army.mil | 2012-10-26T09:46:00 | Requirement | Space | 2B16 | ACOUSTICAL CEILING TILE | n/a | n/a | n/a | n/a | Clinic_076-078_Finish Schedule | n/a
FloorColor | bill.east@us.army.mil | 2012-10-26T09:46:00 | Requirement | Space | 2B16 | INTERFACE - CARIBBEAN #3080 ANTIQUA | n/a | n/a | n/a | n/a | Clinic_076-078_Finish Schedule | n/a
FloorMaterial | bill.east@us.army.mil | 2012-10-26T09:46:00 | Requirement | Space | 2B16 | CARPET | n/a | n/a | n/a | n/a | Clinic_076-078_Finish Schedule | n/a
WallColor-East | bill.east@us.army.mil | 2012-10-26T09:46:00 | Requirement | Space | 2B16 | DEVOE # 2W18-2 PRARIE BUFF | n/a | n/a | n/a | n/a | Clinic_076-078_Finish Schedule | n/a
WallColor-North | bill.east@us.army.mil | 2012-10-26T09:46:00 | Requirement | Space | 2B16 | DEVOE # 2W18-2 PRARIE BUFF | n/a | n/a | n/a | n/a | Clinic_076-078_Finish Schedule | n/a
WallColor-South | bill.east@us.army.mil | 2012-10-26T09:46:00 | Requirement | Space | 2B16 | DEVOE # 2W18-2 PRARIE BUFF | n/a | n/a | n/a | n/a | Clinic_076-078_Finish Schedule | n/a
WallColor-West | bill.east@us.army.mil | 2012-10-26T09:46:00 | Requirement | Space | 2B16 | DEVOE # 2W18-2 PRARIE BUFF | n/a | n/a | n/a | n/a | Clinic_076-078_Finish Schedule | n/a
WallMaterial-East | bill.east@us.army.mil | 2012-10-26T09:46:00 | Requirement | Space | 2B16 | GYPSUM WALLBOARD WITH PAINT | n/a | n/a | n/a | n/a | Clinic_076-078_Finish Schedule | n/a
WallMaterial-North | bill.east@us.army.mil | 2012-10-26T09:46:00 | Requirement | Space | 2B16 | GYPSUM WALLBOARD WITH PAINT | n/a | n/a | n/a | n/a | Clinic_076-078_Finish Schedule | n/a
WallMaterial-South | bill.east@us.army.mil | 2012-10-26T09:46:00 | Requirement | Space | 2B16 | GYPSUM WALLBOARD WITH PAINT | n/a | n/a | n/a | n/a | Clinic_076-078_Finish Schedule | n/a
WallMaterial-West | bill.east@us.army.mil | 2012-10-26T09:46:00 | Requirement | Space | 2B16 | GYPSUM WALLBOARD WITH PAINT | n/a | n/a | n/a | n/a | Clinic_076-078_Finish Schedule | n/a
BaseColor | bill.east@us.army.mil | 2012-10-26T09:46:00 | Requirement | Space | 2B17 | ROPPE - 40 FAWN - 4" HIGH RUBBER COVE BASE | n/a | n/a | n/a | n/a | Clinic_076-078_Finish Schedule | n/a
BaseMaterial | bill.east@us.army.mil | 2012-10-26T09:46:00 | Requirement | Space | 2B17 | RUBBER BASE | n/a | n/a | n/a | n/a | Clinic_076-078_Finish Schedule | n/a
CeilingColor | bill.east@us.army.mil | 2012-10-26T09:46:00 | Requirement | Space | 2B17 | ARMSTRONG CEILING TILE - CIRRUS TEGULAR; COLOR: WHITE; SERIES #534 GRID-15/16" EXPOSED TEE GRID SYSTEM-WHITE; SIZE: 2'x2'x3/4" | n/a | n/a | n/a | n/a | Clinic_076-078_Finish Schedule | n/a
CeilingMaterial | bill.east@us.army.mil | 2012-10-26T09:46:00 | Requirement | Space | 2B17 | ACOUSTICAL CEILING TILE | n/a | n/a | n/a | n/a | Clinic_076-078_Finish Schedule | n/a
FloorColor | bill.east@us.army.mil | 2012-10-26T09:46:00 | Requirement | Space | 2B17 | VAMERICAN OLEAN #A-55 DOE SIZE: 2"x2",2 | n/a | n/a | n/a | n/a | Clinic_076-078_Finish Schedule | n/a
FloorMaterial | bill.east@us.army.mil | 2012-10-26T09:46:00 | Requirement | Space | 2B17 | VINYL COMPOSITION TILE | n/a | n/a | n/a | n/a | Clinic_076-078_Finish Schedule | n/a
WallColor-East | bill.east@us.army.mil | 2012-10-26T09:46:00 | Requirement | Space | 2B17 | MATCH PT3 - Devoe # 2W19-4 CLAY PEBBLE | n/a | n/a | n/a | n/a | Clinic_076-078_Finish Schedule | n/a
WallColor-North | bill.east@us.army.mil | 2012-10-26T09:46:00 | Requirement | Space | 2B17 | MATCH PT3 - Devoe # 2W19-4 CLAY PEBBLE | n/a | n/a | n/a | n/a | Clinic_076-078_Finish Schedule | n/a
WallColor-South | bill.east@us.army.mil | 2012-10-26T09:46:00 | Requirement | Space | 2B17 | MATCH PT3 - Devoe # 2W19-4 CLAY PEBBLE | n/a | n/a | n/a | n/a | Clinic_076-078_Finish Schedule | n/a
WallColor-West | bill.east@us.army.mil | 2012-10-26T09:46:00 | Requirement | Space | 2B17 | MATCH PT3 - Devoe # 2W19-4 CLAY PEBBLE | n/a | n/a | n/a | n/a | Clinic_076-078_Finish Schedule | n/a
WallMaterial-East | bill.east@us.army.mil | 2012-10-26T09:46:00 | Requirement | Space | 2B17 | GYPSUM WALLBOARD WITH LIQUID GLAZED COATING | n/a | n/a | n/a | n/a | Clinic_076-078_Finish Schedule | n/a
WallMaterial-North | bill.east@us.army.mil | 2012-10-26T09:46:00 | Requirement | Space | 2B17 | GYPSUM WALLBOARD WITH LIQUID GLAZED COATING | n/a | n/a | n/a | n/a | Clinic_076-078_Finish Schedule | n/a
WallMaterial-South | bill.east@us.army.mil | 2012-10-26T09:46:00 | Requirement | Space | 2B17 | GYPSUM WALLBOARD WITH LIQUID GLAZED COATING | n/a | n/a | n/a | n/a | Clinic_076-078_Finish Schedule | n/a
WallMaterial-West | bill.east@us.army.mil | 2012-10-26T09:46:00 | Requirement | Space | 2B17 | GYPSUM WALLBOARD WITH LIQUID GLAZED COATING | n/a | n/a | n/a | n/a | Clinic_076-078_Finish Schedule | n/a
BaseColor | bill.east@us.army.mil | 2012-10-26T09:46:00 | Requirement | Space | 2B18 | ROPPE - 40 FAWN - 4" HIGH RUBBER COVE BASE | n/a | n/a | n/a | n/a | Clinic_076-078_Finish Schedule | n/a
BaseMaterial | bill.east@us.army.mil | 2012-10-26T09:46:00 | Requirement | Space | 2B18 | RUBBER BASE | n/a | n/a | n/a | n/a | Clinic_076-078_Finish Schedule | n/a
CeilingColor | bill.east@us.army.mil | 2012-10-26T09:46:00 | Requirement | Space | 2B18 | ARMSTRONG CEILING TILE - CIRRUS TEGULAR; COLOR: WHITE; SERIES #534 GRID-15/16" EXPOSED TEE GRID SYSTEM-WHITE; SIZE: 2'x2'x3/4" | n/a | n/a | n/a | n/a | Clinic_076-078_Finish Schedule | n/a
CeilingMaterial | bill.east@us.army.mil | 2012-10-26T09:46:00 | Requirement | Space | 2B18 | ACOUSTICAL CEILING TILE | n/a | n/a | n/a | n/a | Clinic_076-078_Finish Schedule | n/a
FloorColor | bill.east@us.army.mil | 2012-10-26T09:46:00 | Requirement | Space | 2B18 | INTERFACE - CARIBBEAN #3080 ANTIQUA | n/a | n/a | n/a | n/a | Clinic_076-078_Finish Schedule | n/a
FloorMaterial | bill.east@us.army.mil | 2012-10-26T09:46:00 | Requirement | Space | 2B18 | CARPET | n/a | n/a | n/a | n/a | Clinic_076-078_Finish Schedule | n/a
WallColor-East | bill.east@us.army.mil | 2012-10-26T09:46:00 | Requirement | Space | 2B18 | DEVOE # 2W18-2 PRARIE BUFF | n/a | n/a | n/a | n/a | Clinic_076-078_Finish Schedule | n/a
WallColor-North | bill.east@us.army.mil | 2012-10-26T09:46:00 | Requirement | Space | 2B18 | DEVOE # 2W18-2 PRARIE BUFF | n/a | n/a | n/a | n/a | Clinic_076-078_Finish Schedule | n/a
WallColor-South | bill.east@us.army.mil | 2012-10-26T09:46:00 | Requirement | Space | 2B18 | DEVOE # 2W18-2 PRARIE BUFF | n/a | n/a | n/a | n/a | Clinic_076-078_Finish Schedule | n/a
WallColor-West | bill.east@us.army.mil | 2012-10-26T09:46:00 | Requirement | Space | 2B18 | DEVOE # 2W18-2 PRARIE BUFF | n/a | n/a | n/a | n/a | Clinic_076-078_Finish Schedule | n/a
WallMaterial-East | bill.east@us.army.mil | 2012-10-26T09:46:00 | Requirement | Space | 2B18 | GYPSUM WALLBOARD WITH PAINT | n/a | n/a | n/a | n/a | Clinic_076-078_Finish Schedule | n/a
WallMaterial-North | bill.east@us.army.mil | 2012-10-26T09:46:00 | Requirement | Space | 2B18 | GYPSUM WALLBOARD WITH PAINT | n/a | n/a | n/a | n/a | Clinic_076-078_Finish Schedule | n/a
WallMaterial-South | bill.east@us.army.mil | 2012-10-26T09:46:00 | Requirement | Space | 2B18 | GYPSUM WALLBOARD WITH PAINT | n/a | n/a | n/a | n/a | Clinic_076-078_Finish Schedule | n/a
WallMaterial-West | bill.east@us.army.mil | 2012-10-26T09:46:00 | Requirement | Space | 2B18 | GYPSUM WALLBOARD WITH PAINT | n/a | n/a | n/a | n/a | Clinic_076-078_Finish Schedule | n/a
BaseColor | bill.east@us.army.mil | 2012-10-26T09:46:00 | Requirement | Space | 2B19 | ROPPE - 40 FAWN - 4" HIGH RUBBER COVE BASE | n/a | n/a | n/a | n/a | Clinic_076-078_Finish Schedule | n/a
BaseMaterial | bill.east@us.army.mil | 2012-10-26T09:46:00 | Requirement | Space | 2B19 | RUBBER BASE | n/a | n/a | n/a | n/a | Clinic_076-078_Finish Schedule | n/a
CeilingColor | bill.east@us.army.mil | 2012-10-26T09:46:00 | Requirement | Space | 2B19 | ARMSTRONG CEILING TILE - FINE FISSURED DURATEX; COLOR: WHITE; SERIES #1870; GRID 15/16" EXPOSED TEE GRID SYSTEM-WHITE; SIZE: 2'x2' | n/a | n/a | n/a | n/a | Clinic_076-078_Finish Schedule | n/a
CeilingMaterial | bill.east@us.army.mil | 2012-10-26T09:46:00 | Requirement | Space | 2B19 | ACOUSTICAL CEILING TILE | n/a | n/a | n/a | n/a | Clinic_076-078_Finish Schedule | n/a
FloorColor | bill.east@us.army.mil | 2012-10-26T09:46:00 | Requirement | Space | 2B19 | ARMSTRONG - MEDIN TECH - #86439 DESERT GOLD | n/a | n/a | n/a | n/a | Clinic_076-078_Finish Schedule | n/a
FloorMaterial | bill.east@us.army.mil | 2012-10-26T09:46:00 | Requirement | Space | 2B19 | SHEET VINYL | n/a | n/a | n/a | n/a | Clinic_076-078_Finish Schedule | n/a
WallColor-East | bill.east@us.army.mil | 2012-10-26T09:46:00 | Requirement | Space | 2B19 | MATCH PT3 - Devoe # 2W19-4 CLAY PEBBLE | n/a | n/a | n/a | n/a | Clinic_076-078_Finish Schedule | n/a
WallColor-North | bill.east@us.army.mil | 2012-10-26T09:46:00 | Requirement | Space | 2B19 | MATCH PT3 - Devoe # 2W19-4 CLAY PEBBLE | n/a | n/a | n/a | n/a | Clinic_076-078_Finish Schedule | n/a
WallColor-South | bill.east@us.army.mil | 2012-10-26T09:46:00 | Requirement | Space | 2B19 | MATCH PT3 - Devoe # 2W19-4 CLAY PEBBLE | n/a | n/a | n/a | n/a | Clinic_076-078_Finish Schedule | n/a
WallColor-West | bill.east@us.army.mil | 2012-10-26T09:46:00 | Requirement | Space | 2B19 | MATCH PT3 - Devoe # 2W19-4 CLAY PEBBLE | n/a | n/a | n/a | n/a | Clinic_076-078_Finish Schedule | n/a
WallMaterial-East | bill.east@us.army.mil | 2012-10-26T09:46:00 | Requirement | Space | 2B19 | GYPSUM WALLBOARD WITH LIQUID GLAZED COATING | n/a | n/a | n/a | n/a | Clinic_076-078_Finish Schedule | n/a
WallMaterial-North | bill.east@us.army.mil | 2012-10-26T09:46:00 | Requirement | Space | 2B19 | GYPSUM WALLBOARD WITH LIQUID GLAZED COATING | n/a | n/a | n/a | n/a | Clinic_076-078_Finish Schedule | n/a
WallMaterial-South | bill.east@us.army.mil | 2012-10-26T09:46:00 | Requirement | Space | 2B19 | GYPSUM WALLBOARD WITH LIQUID GLAZED COATING | n/a | n/a | n/a | n/a | Clinic_076-078_Finish Schedule | n/a
WallMaterial-West | bill.east@us.army.mil | 2012-10-26T09:46:00 | Requirement | Space | 2B19 | GYPSUM WALLBOARD WITH LIQUID GLAZED COATING | n/a | n/a | n/a | n/a | Clinic_076-078_Finish Schedule | n/a
BaseColor | bill.east@us.army.mil | 2012-10-26T09:46:00 | Requirement | Space | 2B20 | ROPPE - 40 FAWN - 4" HIGH RUBBER COVE BASE | n/a | n/a | n/a | n/a | Clinic_076-078_Finish Schedule | n/a
BaseMaterial | bill.east@us.army.mil | 2012-10-26T09:46:00 | Requirement | Space | 2B20 | RUBBER BASE | n/a | n/a | n/a | n/a | Clinic_076-078_Finish Schedule | n/a
CeilingColor | bill.east@us.army.mil | 2012-10-26T09:46:00 | Requirement | Space | 2B20 | MATCH PT3 - Devoe # 2W19-4 CLAY PEBBLE | n/a | n/a | n/a | n/a | Clinic_076-078_Finish Schedule | n/a
CeilingMaterial | bill.east@us.army.mil | 2012-10-26T09:46:00 | Requirement | Space | 2B20 | GYPSUM WALLBOARD WITH LIQUID GLAZED COATING | n/a | n/a | n/a | n/a | Clinic_076-078_Finish Schedule | n/a
FloorColor | bill.east@us.army.mil | 2012-10-26T09:46:00 | Requirement | Space | 2B20 | VAMERICAN OLEAN #A-55 DOE SIZE: 2"x2" | n/a | n/a | n/a | n/a | Clinic_076-078_Finish Schedule | n/a
FloorMaterial | bill.east@us.army.mil | 2012-10-26T09:46:00 | Requirement | Space | 2B20 | VINYL COMPOSITION TILE | n/a | n/a | n/a | n/a | Clinic_076-078_Finish Schedule | n/a
WallColor-East | bill.east@us.army.mil | 2012-10-26T09:46:00 | Requirement | Space | 2B20 | MATCH PT3 - Devoe # 2W19-4 CLAY PEBBLE | n/a | n/a | n/a | n/a | Clinic_076-078_Finish Schedule | n/a
WallColor-North | bill.east@us.army.mil | 2012-10-26T09:46:00 | Requirement | Space | 2B20 | MATCH PT3 - Devoe # 2W19-4 CLAY PEBBLE | n/a | n/a | n/a | n/a | Clinic_076-078_Finish Schedule | n/a
WallColor-South | bill.east@us.army.mil | 2012-10-26T09:46:00 | Requirement | Space | 2B20 | MATCH PT3 - Devoe # 2W19-4 CLAY PEBBLE | n/a | n/a | n/a | n/a | Clinic_076-078_Finish Schedule | n/a
WallColor-West | bill.east@us.army.mil | 2012-10-26T09:46:00 | Requirement | Space | 2B20 | MATCH PT3 - Devoe # 2W19-4 CLAY PEBBLE | n/a | n/a | n/a | n/a | Clinic_076-078_Finish Schedule | n/a
WallMaterial-East | bill.east@us.army.mil | 2012-10-26T09:46:00 | Requirement | Space | 2B20 | GYPSUM WALLBOARD WITH LIQUID GLAZED COATING | n/a | n/a | n/a | n/a | Clinic_076-078_Finish Schedule | n/a
WallMaterial-North | bill.east@us.army.mil | 2012-10-26T09:46:00 | Requirement | Space | 2B20 | GYPSUM WALLBOARD WITH LIQUID GLAZED COATING | n/a | n/a | n/a | n/a | Clinic_076-078_Finish Schedule | n/a
WallMaterial-South | bill.east@us.army.mil | 2012-10-26T09:46:00 | Requirement | Space | 2B20 | GYPSUM WALLBOARD WITH LIQUID GLAZED COATING | n/a | n/a | n/a | n/a | Clinic_076-078_Finish Schedule | n/a
WallMaterial-West | bill.east@us.army.mil | 2012-10-26T09:46:00 | Requirement | Space | 2B20 | GYPSUM WALLBOARD WITH LIQUID GLAZED COATING | n/a | n/a | n/a | n/a | Clinic_076-078_Finish Schedule | n/a
BaseColor | bill.east@us.army.mil | 2012-10-26T09:46:00 | Requirement | Space | 2B21 | ROPPE - 40 FAWN - 4" HIGH RUBBER COVE BASE | n/a | n/a | n/a | n/a | Clinic_076-078_Finish Schedule | n/a
BaseMaterial | bill.east@us.army.mil | 2012-10-26T09:46:00 | Requirement | Space | 2B21 | RUBBER BASE | n/a | n/a | n/a | n/a | Clinic_076-078_Finish Schedule | n/a
CeilingColor | bill.east@us.army.mil | 2012-10-26T09:46:00 | Requirement | Space | 2B21 | ARMSTRONG CEILING TILE - CIRRUS TEGULAR; COLOR: WHITE; SERIES #534 GRID-15/16" EXPOSED TEE GRID SYSTEM-WHITE; SIZE: 2'x2'x3/4" | n/a | n/a | n/a | n/a | Clinic_076-078_Finish Schedule | n/a
CeilingMaterial | bill.east@us.army.mil | 2012-10-26T09:46:00 | Requirement | Space | 2B21 | ACOUSTICAL CEILING TILE | n/a | n/a | n/a | n/a | Clinic_076-078_Finish Schedule | n/a
FloorColor | bill.east@us.army.mil | 2012-10-26T09:46:00 | Requirement | Space | 2B21 | INTERFACE - CARIBBEAN #3080 ANTIQUA | n/a | n/a | n/a | n/a | Clinic_076-078_Finish Schedule | n/a
FloorMaterial | bill.east@us.army.mil | 2012-10-26T09:46:00 | Requirement | Space | 2B21 | CARPET | n/a | n/a | n/a | n/a | Clinic_076-078_Finish Schedule | n/a
WallColor-East | bill.east@us.army.mil | 2012-10-26T09:46:00 | Requirement | Space | 2B21 | DEVOE # 2W18-2 PRARIE BUFF | n/a | n/a | n/a | n/a | Clinic_076-078_Finish Schedule | n/a
WallColor-North | bill.east@us.army.mil | 2012-10-26T09:46:00 | Requirement | Space | 2B21 | DEVOE # 2W18-2 PRARIE BUFF | n/a | n/a | n/a | n/a | Clinic_076-078_Finish Schedule | n/a
WallColor-South | bill.east@us.army.mil | 2012-10-26T09:46:00 | Requirement | Space | 2B21 | DEVOE # 2W18-2 PRARIE BUFF | n/a | n/a | n/a | n/a | Clinic_076-078_Finish Schedule | n/a
WallColor-West | bill.east@us.army.mil | 2012-10-26T09:46:00 | Requirement | Space | 2B21 | DEVOE # 2W18-2 PRARIE BUFF | n/a | n/a | n/a | n/a | Clinic_076-078_Finish Schedule | n/a
WallMaterial-East | bill.east@us.army.mil | 2012-10-26T09:46:00 | Requirement | Space | 2B21 | GYPSUM WALLBOARD WITH PAINT | n/a | n/a | n/a | n/a | Clinic_076-078_Finish Schedule | n/a
WallMaterial-North | bill.east@us.army.mil | 2012-10-26T09:46:00 | Requirement | Space | 2B21 | GYPSUM WALLBOARD WITH PAINT | n/a | n/a | n/a | n/a | Clinic_076-078_Finish Schedule | n/a
WallMaterial-South | bill.east@us.army.mil | 2012-10-26T09:46:00 | Requirement | Space | 2B21 | GYPSUM WALLBOARD WITH PAINT | n/a | n/a | n/a | n/a | Clinic_076-078_Finish Schedule | n/a
WallMaterial-West | bill.east@us.army.mil | 2012-10-26T09:46:00 | Requirement | Space | 2B21 | GYPSUM WALLBOARD WITH PAINT | n/a | n/a | n/a | n/a | Clinic_076-078_Finish Schedule | n/a
BaseColor | bill.east@us.army.mil | 2012-10-26T09:46:00 | Requirement | Space | 2B22 | DAL - TILE - #D-1452 CYPRESS - SIZE 4"X 4" | n/a | n/a | n/a | n/a | Clinic_076-078_Finish Schedule | n/a
BaseMaterial | bill.east@us.army.mil | 2012-10-26T09:46:00 | Requirement | Space | 2B22 | MAT GLAZED TILE | n/a | n/a | n/a | n/a | Clinic_076-078_Finish Schedule | n/a
CeilingColor | bill.east@us.army.mil | 2012-10-26T09:46:00 | Requirement | Space | 2B22 | ARMSTRONG - PREMIUM EXCELON - #52153 WARM GREEN | n/a | n/a | n/a | n/a | Clinic_076-078_Finish Schedule | n/a
CeilingMaterial | bill.east@us.army.mil | 2012-10-26T09:46:00 | Requirement | Space | 2B22 | ACOUSTICAL CEILING TILE | n/a | n/a | n/a | n/a | Clinic_076-078_Finish Schedule | n/a
FloorColor | bill.east@us.army.mil | 2012-10-26T09:46:00 | Requirement | Space | 2B22 | AMERICAN OLEAN #A-55 DOE SIZE: 2"x2" | n/a | n/a | n/a | n/a | Clinic_076-078_Finish Schedule | n/a
FloorMaterial | bill.east@us.army.mil | 2012-10-26T09:46:00 | Requirement | Space | 2B22 | CERAMIC TILE | n/a | n/a | n/a | n/a | Clinic_076-078_Finish Schedule | n/a
WallColor-East | bill.east@us.army.mil | 2012-10-26T09:46:00 | Requirement | Space | 2B22 | DAL - TILE - #D-1452 CYPRESS - SIZE 4"X 4" | n/a | n/a | n/a | n/a | Clinic_076-078_Finish Schedule | n/a
WallColor-North | bill.east@us.army.mil | 2012-10-26T09:46:00 | Requirement | Space | 2B22 | DAL - TILE - #D-1452 CYPRESS - SIZE 4"X 4" | n/a | n/a | n/a | n/a | Clinic_076-078_Finish Schedule | n/a
WallColor-South | bill.east@us.army.mil | 2012-10-26T09:46:00 | Requirement | Space | 2B22 | DAL - TILE - #D-1452 CYPRESS - SIZE 4"X 4" | n/a | n/a | n/a | n/a | Clinic_076-078_Finish Schedule | n/a
WallColor-West | bill.east@us.army.mil | 2012-10-26T09:46:00 | Requirement | Space | 2B22 | DAL - TILE - #D-1452 CYPRESS - SIZE 4"X 4" | n/a | n/a | n/a | n/a | Clinic_076-078_Finish Schedule | n/a
WallMaterial-East | bill.east@us.army.mil | 2012-10-26T09:46:00 | Requirement | Space | 2B22 | MAT GLAZED TILE | n/a | n/a | n/a | n/a | Clinic_076-078_Finish Schedule | n/a
WallMaterial-North | bill.east@us.army.mil | 2012-10-26T09:46:00 | Requirement | Space | 2B22 | MAT GLAZED TILE | n/a | n/a | n/a | n/a | Clinic_076-078_Finish Schedule | n/a
WallMaterial-South | bill.east@us.army.mil | 2012-10-26T09:46:00 | Requirement | Space | 2B22 | MAT GLAZED TILE | n/a | n/a | n/a | n/a | Clinic_076-078_Finish Schedule | n/a
WallMaterial-West | bill.east@us.army.mil | 2012-10-26T09:46:00 | Requirement | Space | 2B22 | MAT GLAZED TILE | n/a | n/a | n/a | n/a | Clinic_076-078_Finish Schedule | n/a
BaseColor | bill.east@us.army.mil | 2012-10-26T09:46:00 | Requirement | Space | 2B23 | ROPPE - 40 FAWN - 4" HIGH RUBBER COVE BASE | n/a | n/a | n/a | n/a | Clinic_076-078_Finish Schedule | n/a
BaseMaterial | bill.east@us.army.mil | 2012-10-26T09:46:00 | Requirement | Space | 2B23 | RUBBER BASE | n/a | n/a | n/a | n/a | Clinic_076-078_Finish Schedule | n/a
CeilingColor | bill.east@us.army.mil | 2012-10-26T09:46:00 | Requirement | Space | 2B23 | ARMSTRONG CEILING TILE - CIRRUS TEGULAR; COLOR: WHITE; SERIES #534 GRID-15/16" EXPOSED TEE GRID SYSTEM-WHITE; SIZE: 2'x2'x3/4" | n/a | n/a | n/a | n/a | Clinic_076-078_Finish Schedule | n/a
CeilingMaterial | bill.east@us.army.mil | 2012-10-26T09:46:00 | Requirement | Space | 2B23 | ACOUSTICAL CEILING TILE | n/a | n/a | n/a | n/a | Clinic_076-078_Finish Schedule | n/a
FloorColor | bill.east@us.army.mil | 2012-10-26T09:46:00 | Requirement | Space | 2B23 | INTERFACE - CARIBBEAN #3080 ANTIQUA | n/a | n/a | n/a | n/a | Clinic_076-078_Finish Schedule | n/a
FloorMaterial | bill.east@us.army.mil | 2012-10-26T09:46:00 | Requirement | Space | 2B23 | CARPET | n/a | n/a | n/a | n/a | Clinic_076-078_Finish Schedule | n/a
WallColor-East | bill.east@us.army.mil | 2012-10-26T09:46:00 | Requirement | Space | 2B23 | DEVOE # 2W18-2 PRARIE BUFF | n/a | n/a | n/a | n/a | Clinic_076-078_Finish Schedule | n/a
WallColor-North | bill.east@us.army.mil | 2012-10-26T09:46:00 | Requirement | Space | 2B23 | DEVOE # 2W18-2 PRARIE BUFF | n/a | n/a | n/a | n/a | Clinic_076-078_Finish Schedule | n/a
WallColor-South | bill.east@us.army.mil | 2012-10-26T09:46:00 | Requirement | Space | 2B23 | DEVOE # 2W18-2 PRARIE BUFF | n/a | n/a | n/a | n/a | Clinic_076-078_Finish Schedule | n/a
WallColor-West | bill.east@us.army.mil | 2012-10-26T09:46:00 | Requirement | Space | 2B23 | DEVOE # 2W18-2 PRARIE BUFF | n/a | n/a | n/a | n/a | Clinic_076-078_Finish Schedule | n/a
WallMaterial-East | bill.east@us.army.mil | 2012-10-26T09:46:00 | Requirement | Space | 2B23 | GYPSUM WALLBOARD WITH PAINT | n/a | n/a | n/a | n/a | Clinic_076-078_Finish Schedule | n/a
WallMaterial-North | bill.east@us.army.mil | 2012-10-26T09:46:00 | Requirement | Space | 2B23 | GYPSUM WALLBOARD WITH PAINT | n/a | n/a | n/a | n/a | Clinic_076-078_Finish Schedule | n/a
WallMaterial-South | bill.east@us.army.mil | 2012-10-26T09:46:00 | Requirement | Space | 2B23 | GYPSUM WALLBOARD WITH PAINT | n/a | n/a | n/a | n/a | Clinic_076-078_Finish Schedule | n/a
WallMaterial-West | bill.east@us.army.mil | 2012-10-26T09:46:00 | Requirement | Space | 2B23 | GYPSUM WALLBOARD WITH PAINT | n/a | n/a | n/a | n/a | Clinic_076-078_Finish Schedule | n/a
BaseColor | bill.east@us.army.mil | 2012-10-26T09:46:00 | Requirement | Space | 2B24 | ROPPE - 40 FAWN - 4" HIGH RUBBER COVE BASE | n/a | n/a | n/a | n/a | Clinic_076-078_Finish Schedule | n/a
BaseMaterial | bill.east@us.army.mil | 2012-10-26T09:46:00 | Requirement | Space | 2B24 | RUBBER BASE | n/a | n/a | n/a | n/a | Clinic_076-078_Finish Schedule | n/a
CeilingColor | bill.east@us.army.mil | 2012-10-26T09:46:00 | Requirement | Space | 2B24 | ARMSTRONG CEILING TILE - CIRRUS TEGULAR; COLOR: WHITE; SERIES #534 GRID-15/16" EXPOSED TEE GRID SYSTEM-WHITE; SIZE: 2'x2'x3/4" | n/a | n/a | n/a | n/a | Clinic_076-078_Finish Schedule | n/a
CeilingMaterial | bill.east@us.army.mil | 2012-10-26T09:46:00 | Requirement | Space | 2B24 | ACOUSTICAL CEILING TILE | n/a | n/a | n/a | n/a | Clinic_076-078_Finish Schedule | n/a
FloorColor | bill.east@us.army.mil | 2012-10-26T09:46:00 | Requirement | Space | 2B24 | INTERFACE - CARIBBEAN #3080 ANTIQUA | n/a | n/a | n/a | n/a | Clinic_076-078_Finish Schedule | n/a
FloorMaterial | bill.east@us.army.mil | 2012-10-26T09:46:00 | Requirement | Space | 2B24 | CARPET | n/a | n/a | n/a | n/a | Clinic_076-078_Finish Schedule | n/a
WallColor-East | bill.east@us.army.mil | 2012-10-26T09:46:00 | Requirement | Space | 2B24 | DEVOE # 2W18-2 PRARIE BUFF | n/a | n/a | n/a | n/a | Clinic_076-078_Finish Schedule | n/a
WallColor-North | bill.east@us.army.mil | 2012-10-26T09:46:00 | Requirement | Space | 2B24 | DEVOE # 2W18-2 PRARIE BUFF | n/a | n/a | n/a | n/a | Clinic_076-078_Finish Schedule | n/a
WallColor-South | bill.east@us.army.mil | 2012-10-26T09:46:00 | Requirement | Space | 2B24 | DEVOE # 2W18-2 PRARIE BUFF | n/a | n/a | n/a | n/a | Clinic_076-078_Finish Schedule | n/a
WallColor-West | bill.east@us.army.mil | 2012-10-26T09:46:00 | Requirement | Space | 2B24 | DEVOE # 2W18-2 PRARIE BUFF | n/a | n/a | n/a | n/a | Clinic_076-078_Finish Schedule | n/a
WallMaterial-East | bill.east@us.army.mil | 2012-10-26T09:46:00 | Requirement | Space | 2B24 | GYPSUM WALLBOARD WITH PAINT | n/a | n/a | n/a | n/a | Clinic_076-078_Finish Schedule | n/a
WallMaterial-North | bill.east@us.army.mil | 2012-10-26T09:46:00 | Requirement | Space | 2B24 | GYPSUM WALLBOARD WITH PAINT | n/a | n/a | n/a | n/a | Clinic_076-078_Finish Schedule | n/a
WallMaterial-South | bill.east@us.army.mil | 2012-10-26T09:46:00 | Requirement | Space | 2B24 | GYPSUM WALLBOARD WITH PAINT | n/a | n/a | n/a | n/a | Clinic_076-078_Finish Schedule | n/a
WallMaterial-West | bill.east@us.army.mil | 2012-10-26T09:46:00 | Requirement | Space | 2B24 | GYPSUM WALLBOARD WITH PAINT | n/a | n/a | n/a | n/a | Clinic_076-078_Finish Schedule | n/a
BaseColor | bill.east@us.army.mil | 2012-10-26T09:46:00 | Requirement | Space | 2B25 | ROPPE - 40 FAWN - 4" HIGH RUBBER COVE BASE | n/a | n/a | n/a | n/a | Clinic_076-078_Finish Schedule | n/a
BaseMaterial | bill.east@us.army.mil | 2012-10-26T09:46:00 | Requirement | Space | 2B25 | RUBBER BASE | n/a | n/a | n/a | n/a | Clinic_076-078_Finish Schedule | n/a
CeilingColor | bill.east@us.army.mil | 2012-10-26T09:46:00 | Requirement | Space | 2B25 | ARMSTRONG CEILING TILE - FINE FISSURED DURATEX; COLOR: WHITE; SERIES #1870; GRID 15/16" EXPOSED TEE GRID SYSTEM-WHITE; SIZE: 2'x2' | n/a | n/a | n/a | n/a | Clinic_076-078_Finish Schedule | n/a
CeilingMaterial | bill.east@us.army.mil | 2012-10-26T09:46:00 | Requirement | Space | 2B25 | ACOUSTICAL CEILING TILE | n/a | n/a | n/a | n/a | Clinic_076-078_Finish Schedule | n/a
FloorColor | bill.east@us.army.mil | 2012-10-26T09:46:00 | Requirement | Space | 2B25 | VAMERICAN OLEAN #A-55 DOE SIZE: 2"x2" | n/a | n/a | n/a | n/a | Clinic_076-078_Finish Schedule | n/a
FloorMaterial | bill.east@us.army.mil | 2012-10-26T09:46:00 | Requirement | Space | 2B25 | VINYL COMPOSITION TILE | n/a | n/a | n/a | n/a | Clinic_076-078_Finish Schedule | n/a
WallColor-East | bill.east@us.army.mil | 2012-10-26T09:46:00 | Requirement | Space | 2B25 | MATCH PT3 - Devoe # 2W19-4 CLAY PEBBLE | n/a | n/a | n/a | n/a | Clinic_076-078_Finish Schedule | n/a
WallColor-North | bill.east@us.army.mil | 2012-10-26T09:46:00 | Requirement | Space | 2B25 | MATCH PT3 - Devoe # 2W19-4 CLAY PEBBLE | n/a | n/a | n/a | n/a | Clinic_076-078_Finish Schedule | n/a
WallColor-South | bill.east@us.army.mil | 2012-10-26T09:46:00 | Requirement | Space | 2B25 | MATCH PT3 - Devoe # 2W19-4 CLAY PEBBLE | n/a | n/a | n/a | n/a | Clinic_076-078_Finish Schedule | n/a
WallColor-West | bill.east@us.army.mil | 2012-10-26T09:46:00 | Requirement | Space | 2B25 | MATCH PT3 - Devoe # 2W19-4 CLAY PEBBLE | n/a | n/a | n/a | n/a | Clinic_076-078_Finish Schedule | n/a
WallMaterial-East | bill.east@us.army.mil | 2012-10-26T09:46:00 | Requirement | Space | 2B25 | GYPSUM WALLBOARD WITH LIQUID GLAZED COATING | n/a | n/a | n/a | n/a | Clinic_076-078_Finish Schedule | n/a
WallMaterial-North | bill.east@us.army.mil | 2012-10-26T09:46:00 | Requirement | Space | 2B25 | GYPSUM WALLBOARD WITH LIQUID GLAZED COATING | n/a | n/a | n/a | n/a | Clinic_076-078_Finish Schedule | n/a
WallMaterial-South | bill.east@us.army.mil | 2012-10-26T09:46:00 | Requirement | Space | 2B25 | GYPSUM WALLBOARD WITH LIQUID GLAZED COATING | n/a | n/a | n/a | n/a | Clinic_076-078_Finish Schedule | n/a
WallMaterial-West | bill.east@us.army.mil | 2012-10-26T09:46:00 | Requirement | Space | 2B25 | GYPSUM WALLBOARD WITH LIQUID GLAZED COATING | n/a | n/a | n/a | n/a | Clinic_076-078_Finish Schedule | n/a
BaseColor | bill.east@us.army.mil | 2012-10-26T09:46:00 | Requirement | Space | 2BC1 | ROPPE - 40 FAWN - 4" HIGH RUBBER COVE BASE | n/a | n/a | n/a | n/a | Clinic_076-078_Finish Schedule | n/a
BaseMaterial | bill.east@us.army.mil | 2012-10-26T09:46:00 | Requirement | Space | 2BC1 | RUBBER BASE | n/a | n/a | n/a | n/a | Clinic_076-078_Finish Schedule | n/a
CeilingColor | bill.east@us.army.mil | 2012-10-26T09:46:00 | Requirement | Space | 2BC1 | DEVOE # 2W18-2 PRARIE BUFF | n/a | n/a | n/a | n/a | Clinic_076-078_Finish Schedule | n/a
CeilingMaterial | bill.east@us.army.mil | 2012-10-26T09:46:00 | Requirement | Space | 2BC1 | GYPSUM WALLBOARD WITH PAINT | n/a | n/a | n/a | n/a | Clinic_076-078_Finish Schedule | n/a
FloorColor | bill.east@us.army.mil | 2012-10-26T09:46:00 | Requirement | Space | 2BC1 | VAMERICAN OLEAN #A-55 DOE SIZE: 2"x2",2 | n/a | n/a | n/a | n/a | Clinic_076-078_Finish Schedule | n/a
FloorMaterial | bill.east@us.army.mil | 2012-10-26T09:46:00 | Requirement | Space | 2BC1 | VINYL COMPOSITION TILE | n/a | n/a | n/a | n/a | Clinic_076-078_Finish Schedule | n/a
WallColor-East | bill.east@us.army.mil | 2012-10-26T09:46:00 | Requirement | Space | 2BC1 | DEVOE # 2W18-2 PRARIE BUFF | n/a | n/a | n/a | n/a | Clinic_076-078_Finish Schedule | n/a
WallColor-North | bill.east@us.army.mil | 2012-10-26T09:46:00 | Requirement | Space | 2BC1 | DEVOE # 2W18-2 PRARIE BUFF | n/a | n/a | n/a | n/a | Clinic_076-078_Finish Schedule | n/a
WallColor-South | bill.east@us.army.mil | 2012-10-26T09:46:00 | Requirement | Space | 2BC1 | DEVOE # 2W18-2 PRARIE BUFF | n/a | n/a | n/a | n/a | Clinic_076-078_Finish Schedule | n/a
WallColor-West | bill.east@us.army.mil | 2012-10-26T09:46:00 | Requirement | Space | 2BC1 | DEVOE # 2W18-2 PRARIE BUFF | n/a | n/a | n/a | n/a | Clinic_076-078_Finish Schedule | n/a
WallMaterial-East | bill.east@us.army.mil | 2012-10-26T09:46:00 | Requirement | Space | 2BC1 | GYPSUM WALLBOARD WITH PAINT | n/a | n/a | n/a | n/a | Clinic_076-078_Finish Schedule | n/a
WallMaterial-North | bill.east@us.army.mil | 2012-10-26T09:46:00 | Requirement | Space | 2BC1 | GYPSUM WALLBOARD WITH PAINT | n/a | n/a | n/a | n/a | Clinic_076-078_Finish Schedule | n/a
WallMaterial-South | bill.east@us.army.mil | 2012-10-26T09:46:00 | Requirement | Space | 2BC1 | GYPSUM WALLBOARD WITH PAINT | n/a | n/a | n/a | n/a | Clinic_076-078_Finish Schedule | n/a
WallMaterial-West | bill.east@us.army.mil | 2012-10-26T09:46:00 | Requirement | Space | 2BC1 | GYPSUM WALLBOARD WITH PAINT | n/a | n/a | n/a | n/a | Clinic_076-078_Finish Schedule | n/a
BaseColor | bill.east@us.army.mil | 2012-10-26T09:46:00 | Requirement | Space | 2BC2 | ROPPE - 40 FAWN - 4" HIGH RUBBER COVE BASE | n/a | n/a | n/a | n/a | Clinic_076-078_Finish Schedule | n/a
BaseMaterial | bill.east@us.army.mil | 2012-10-26T09:46:00 | Requirement | Space | 2BC2 | RUBBER BASE | n/a | n/a | n/a | n/a | Clinic_076-078_Finish Schedule | n/a
CeilingColor | bill.east@us.army.mil | 2012-10-26T09:46:00 | Requirement | Space | 2BC2 | ARMSTRONG CEILING TILE - CIRRUS TEGULAR; COLOR: WHITE; SERIES #534 GRID-15/16" EXPOSED TEE GRID SYSTEM-WHITE; SIZE: 2'x2'x3/4" | n/a | n/a | n/a | n/a | Clinic_076-078_Finish Schedule | n/a
CeilingMaterial | bill.east@us.army.mil | 2012-10-26T09:46:00 | Requirement | Space | 2BC2 | ACOUSTICAL CEILING TILE | n/a | n/a | n/a | n/a | Clinic_076-078_Finish Schedule | n/a
FloorColor | bill.east@us.army.mil | 2012-10-26T09:46:00 | Requirement | Space | 2BC2 | VAMERICAN OLEAN #A-55 DOE SIZE: 2"x2",2 | n/a | n/a | n/a | n/a | Clinic_076-078_Finish Schedule | n/a
FloorMaterial | bill.east@us.army.mil | 2012-10-26T09:46:00 | Requirement | Space | 2BC2 | VINYL COMPOSITION TILE | n/a | n/a | n/a | n/a | Clinic_076-078_Finish Schedule | n/a
WallColor-East | bill.east@us.army.mil | 2012-10-26T09:46:00 | Requirement | Space | 2BC2 | DEVOE # 2W18-2 PRARIE BUFF | n/a | n/a | n/a | n/a | Clinic_076-078_Finish Schedule | n/a
WallColor-North | bill.east@us.army.mil | 2012-10-26T09:46:00 | Requirement | Space | 2BC2 | DEVOE # 2W18-2 PRARIE BUFF | n/a | n/a | n/a | n/a | Clinic_076-078_Finish Schedule | n/a
WallColor-South | bill.east@us.army.mil | 2012-10-26T09:46:00 | Requirement | Space | 2BC2 | DEVOE # 2C20-4 ROSEMARY GRAY | n/a | n/a | n/a | n/a | Clinic_076-078_Finish Schedule | n/a
WallColor-West | bill.east@us.army.mil | 2012-10-26T09:46:00 | Requirement | Space | 2BC2 | DEVOE # 2W18-2 PRARIE BUFF | n/a | n/a | n/a | n/a | Clinic_076-078_Finish Schedule | n/a
WallMaterial-East | bill.east@us.army.mil | 2012-10-26T09:46:00 | Requirement | Space | 2BC2 | GYPSUM WALLBOARD WITH PAINT | n/a | n/a | n/a | n/a | Clinic_076-078_Finish Schedule | n/a
WallMaterial-North | bill.east@us.army.mil | 2012-10-26T09:46:00 | Requirement | Space | 2BC2 | GYPSUM WALLBOARD WITH PAINT | n/a | n/a | n/a | n/a | Clinic_076-078_Finish Schedule | n/a
WallMaterial-South | bill.east@us.army.mil | 2012-10-26T09:46:00 | Requirement | Space | 2BC2 | GYPSUM WALLBOARD WITH PAINT | n/a | n/a | n/a | n/a | Clinic_076-078_Finish Schedule | n/a
WallMaterial-West | bill.east@us.army.mil | 2012-10-26T09:46:00 | Requirement | Space | 2BC2 | GYPSUM WALLBOARD WITH PAINT | n/a | n/a | n/a | n/a | Clinic_076-078_Finish Schedule | n/a
BaseColor | bill.east@us.army.mil | 2012-10-26T09:46:00 | Requirement | Space | 2BC3 | ROPPE - 40 FAWN - 4" HIGH RUBBER COVE BASE | n/a | n/a | n/a | n/a | Clinic_076-078_Finish Schedule | n/a
BaseMaterial | bill.east@us.army.mil | 2012-10-26T09:46:00 | Requirement | Space | 2BC3 | RUBBER BASE | n/a | n/a | n/a | n/a | Clinic_076-078_Finish Schedule | n/a
CeilingColor | bill.east@us.army.mil | 2012-10-26T09:46:00 | Requirement | Space | 2BC3 | ARMSTRONG CEILING TILE - CIRRUS TEGULAR; COLOR: WHITE; SERIES #534 GRID-15/16" EXPOSED TEE GRID SYSTEM-WHITE; SIZE: 2'x2'x3/4" | n/a | n/a | n/a | n/a | Clinic_076-078_Finish Schedule | n/a
CeilingMaterial | bill.east@us.army.mil | 2012-10-26T09:46:00 | Requirement | Space | 2BC3 | ACOUSTICAL CEILING TILE | n/a | n/a | n/a | n/a | Clinic_076-078_Finish Schedule | n/a
FloorColor | bill.east@us.army.mil | 2012-10-26T09:46:00 | Requirement | Space | 2BC3 | INTERFACE - CARIBBEAN #3080 ANTIQUA | n/a | n/a | n/a | n/a | Clinic_076-078_Finish Schedule | n/a
FloorMaterial | bill.east@us.army.mil | 2012-10-26T09:46:00 | Requirement | Space | 2BC3 | CARPET | n/a | n/a | n/a | n/a | Clinic_076-078_Finish Schedule | n/a
WallColor-East | bill.east@us.army.mil | 2012-10-26T09:46:00 | Requirement | Space | 2BC3 | DEVOE # 2C20-4 ROSEMARY GRAY | n/a | n/a | n/a | n/a | Clinic_076-078_Finish Schedule | n/a
WallColor-North | bill.east@us.army.mil | 2012-10-26T09:46:00 | Requirement | Space | 2BC3 | DEVOE # 2W18-2 PRARIE BUFF | n/a | n/a | n/a | n/a | Clinic_076-078_Finish Schedule | n/a
WallColor-South | bill.east@us.army.mil | 2012-10-26T09:46:00 | Requirement | Space | 2BC3 | DEVOE # 2W18-2 PRARIE BUFF | n/a | n/a | n/a | n/a | Clinic_076-078_Finish Schedule | n/a
WallColor-West | bill.east@us.army.mil | 2012-10-26T09:46:00 | Requirement | Space | 2BC3 | DEVOE # 2W18-2 PRARIE BUFF | n/a | n/a | n/a | n/a | Clinic_076-078_Finish Schedule | n/a
WallMaterial-East | bill.east@us.army.mil | 2012-10-26T09:46:00 | Requirement | Space | 2BC3 | GYPSUM WALLBOARD WITH PAINT | n/a | n/a | n/a | n/a | Clinic_076-078_Finish Schedule | n/a
WallMaterial-North | bill.east@us.army.mil | 2012-10-26T09:46:00 | Requirement | Space | 2BC3 | GYPSUM WALLBOARD WITH PAINT | n/a | n/a | n/a | n/a | Clinic_076-078_Finish Schedule | n/a
WallMaterial-South | bill.east@us.army.mil | 2012-10-26T09:46:00 | Requirement | Space | 2BC3 | GYPSUM WALLBOARD WITH PAINT | n/a | n/a | n/a | n/a | Clinic_076-078_Finish Schedule | n/a
WallMaterial-West | bill.east@us.army.mil | 2012-10-26T09:46:00 | Requirement | Space | 2BC3 | GYPSUM WALLBOARD WITH PAINT | n/a | n/a | n/a | n/a | Clinic_076-078_Finish Schedule | n/a
BaseColor | bill.east@us.army.mil | 2012-10-26T09:46:00 | Requirement | Space | 2BC4 | ROPPE - 40 FAWN - 4" HIGH RUBBER COVE BASE | n/a | n/a | n/a | n/a | Clinic_076-078_Finish Schedule | n/a
BaseMaterial | bill.east@us.army.mil | 2012-10-26T09:46:00 | Requirement | Space | 2BC4 | RUBBER BASE | n/a | n/a | n/a | n/a | Clinic_076-078_Finish Schedule | n/a
CeilingColor | bill.east@us.army.mil | 2012-10-26T09:46:00 | Requirement | Space | 2BC4 | ARMSTRONG CEILING TILE - CIRRUS TEGULAR; COLOR: WHITE; SERIES #534 GRID-15/16" EXPOSED TEE GRID SYSTEM-WHITE; SIZE: 2'x2'x3/4" | n/a | n/a | n/a | n/a | Clinic_076-078_Finish Schedule | n/a
CeilingMaterial | bill.east@us.army.mil | 2012-10-26T09:46:00 | Requirement | Space | 2BC4 | ACOUSTICAL CEILING TILE | n/a | n/a | n/a | n/a | Clinic_076-078_Finish Schedule | n/a
FloorColor | bill.east@us.army.mil | 2012-10-26T09:46:00 | Requirement | Space | 2BC4 | INTERFACE - CARIBBEAN #3080 ANTIQUA | n/a | n/a | n/a | n/a | Clinic_076-078_Finish Schedule | n/a
FloorMaterial | bill.east@us.army.mil | 2012-10-26T09:46:00 | Requirement | Space | 2BC4 | CARPET | n/a | n/a | n/a | n/a | Clinic_076-078_Finish Schedule | n/a
WallColor-East | bill.east@us.army.mil | 2012-10-26T09:46:00 | Requirement | Space | 2BC4 | DEVOE # 2W18-2 PRARIE BUFF | n/a | n/a | n/a | n/a | Clinic_076-078_Finish Schedule | n/a
WallColor-North | bill.east@us.army.mil | 2012-10-26T09:46:00 | Requirement | Space | 2BC4 | DEVOE # 2C20-4 ROSEMARY GRAY | n/a | n/a | n/a | n/a | Clinic_076-078_Finish Schedule | n/a
WallColor-South | bill.east@us.army.mil | 2012-10-26T09:46:00 | Requirement | Space | 2BC4 | DEVOE # 2W18-2 PRARIE BUFF | n/a | n/a | n/a | n/a | Clinic_076-078_Finish Schedule | n/a
WallColor-West | bill.east@us.army.mil | 2012-10-26T09:46:00 | Requirement | Space | 2BC4 | DEVOE # 2W18-2 PRARIE BUFF | n/a | n/a | n/a | n/a | Clinic_076-078_Finish Schedule | n/a
WallMaterial-East | bill.east@us.army.mil | 2012-10-26T09:46:00 | Requirement | Space | 2BC4 | GYPSUM WALLBOARD WITH PAINT | n/a | n/a | n/a | n/a | Clinic_076-078_Finish Schedule | n/a
WallMaterial-North | bill.east@us.army.mil | 2012-10-26T09:46:00 | Requirement | Space | 2BC4 | GYPSUM WALLBOARD WITH PAINT | n/a | n/a | n/a | n/a | Clinic_076-078_Finish Schedule | n/a
WallMaterial-South | bill.east@us.army.mil | 2012-10-26T09:46:00 | Requirement | Space | 2BC4 | GYPSUM WALLBOARD WITH PAINT | n/a | n/a | n/a | n/a | Clinic_076-078_Finish Schedule | n/a
WallMaterial-West | bill.east@us.army.mil | 2012-10-26T09:46:00 | Requirement | Space | 2BC4 | GYPSUM WALLBOARD WITH PAINT | n/a | n/a | n/a | n/a | Clinic_076-078_Finish Schedule | n/a
BaseColor | bill.east@us.army.mil | 2012-10-26T09:46:00 | Requirement | Space | 2BC5 | ROPPE - 40 FAWN - 4" HIGH RUBBER COVE BASE | n/a | n/a | n/a | n/a | Clinic_076-078_Finish Schedule | n/a
BaseMaterial | bill.east@us.army.mil | 2012-10-26T09:46:00 | Requirement | Space | 2BC5 | RUBBER BASE | n/a | n/a | n/a | n/a | Clinic_076-078_Finish Schedule | n/a
CeilingColor | bill.east@us.army.mil | 2012-10-26T09:46:00 | Requirement | Space | 2BC5 | ARMSTRONG CEILING TILE - CIRRUS TEGULAR; COLOR: WHITE; SERIES #534 GRID-15/16" EXPOSED TEE GRID SYSTEM-WHITE; SIZE: 2'x2'x3/4" | n/a | n/a | n/a | n/a | Clinic_076-078_Finish Schedule | n/a
CeilingMaterial | bill.east@us.army.mil | 2012-10-26T09:46:00 | Requirement | Space | 2BC5 | ACOUSTICAL CEILING TILE | n/a | n/a | n/a | n/a | Clinic_076-078_Finish Schedule | n/a
FloorColor | bill.east@us.army.mil | 2012-10-26T09:46:00 | Requirement | Space | 2BC5 | ARMSTRONG - MEDIN TECH - #86439 DESERT GOLD | n/a | n/a | n/a | n/a | Clinic_076-078_Finish Schedule | n/a
FloorMaterial | bill.east@us.army.mil | 2012-10-26T09:46:00 | Requirement | Space | 2BC5 | SHEET VINYL | n/a | n/a | n/a | n/a | Clinic_076-078_Finish Schedule | n/a
WallColor-East | bill.east@us.army.mil | 2012-10-26T09:46:00 | Requirement | Space | 2BC5 | DEVOE # 2W18-2 PRARIE BUFF | n/a | n/a | n/a | n/a | Clinic_076-078_Finish Schedule | n/a
WallColor-North | bill.east@us.army.mil | 2012-10-26T09:46:00 | Requirement | Space | 2BC5 | DEVOE # 2W18-2 PRARIE BUFF | n/a | n/a | n/a | n/a | Clinic_076-078_Finish Schedule | n/a
WallColor-South | bill.east@us.army.mil | 2012-10-26T09:46:00 | Requirement | Space | 2BC5 | DEVOE # 2W18-2 PRARIE BUFF | n/a | n/a | n/a | n/a | Clinic_076-078_Finish Schedule | n/a
WallColor-West | bill.east@us.army.mil | 2012-10-26T09:46:00 | Requirement | Space | 2BC5 | DEVOE # 2C14-5 CATHEDRAL BELL | n/a | n/a | n/a | n/a | Clinic_076-078_Finish Schedule | n/a
WallMaterial-East | bill.east@us.army.mil | 2012-10-26T09:46:00 | Requirement | Space | 2BC5 | GYPSUM WALLBOARD WITH PAINT | n/a | n/a | n/a | n/a | Clinic_076-078_Finish Schedule | n/a
WallMaterial-North | bill.east@us.army.mil | 2012-10-26T09:46:00 | Requirement | Space | 2BC5 | GYPSUM WALLBOARD WITH PAINT | n/a | n/a | n/a | n/a | Clinic_076-078_Finish Schedule | n/a
WallMaterial-South | bill.east@us.army.mil | 2012-10-26T09:46:00 | Requirement | Space | 2BC5 | GYPSUM WALLBOARD WITH PAINT | n/a | n/a | n/a | n/a | Clinic_076-078_Finish Schedule | n/a
WallMaterial-West | bill.east@us.army.mil | 2012-10-26T09:46:00 | Requirement | Space | 2BC5 | GYPSUM WALLBOARD WITH PAINT | n/a | n/a | n/a | n/a | Clinic_076-078_Finish Schedule | n/a
BaseColor | bill.east@us.army.mil | 2012-10-26T09:46:00 | Requirement | Space | 2BC6 | ROPPE - 40 FAWN - 4" HIGH RUBBER COVE BASE | n/a | n/a | n/a | n/a | Clinic_076-078_Finish Schedule | n/a
BaseMaterial | bill.east@us.army.mil | 2012-10-26T09:46:00 | Requirement | Space | 2BC6 | RUBBER BASE | n/a | n/a | n/a | n/a | Clinic_076-078_Finish Schedule | n/a
CeilingColor | bill.east@us.army.mil | 2012-10-26T09:46:00 | Requirement | Space | 2BC6 | ARMSTRONG CEILING TILE - CIRRUS TEGULAR; COLOR: WHITE; SERIES #534 GRID-15/16" EXPOSED TEE GRID SYSTEM-WHITE; SIZE: 2'x2'x3/4" | n/a | n/a | n/a | n/a | Clinic_076-078_Finish Schedule | n/a
CeilingMaterial | bill.east@us.army.mil | 2012-10-26T09:46:00 | Requirement | Space | 2BC6 | ACOUSTICAL CEILING TILE | n/a | n/a | n/a | n/a | Clinic_076-078_Finish Schedule | n/a
FloorColor | bill.east@us.army.mil | 2012-10-26T09:46:00 | Requirement | Space | 2BC6 | ARMSTRONG - MEDIN TECH - #86439 DESERT GOLD | n/a | n/a | n/a | n/a | Clinic_076-078_Finish Schedule | n/a
FloorMaterial | bill.east@us.army.mil | 2012-10-26T09:46:00 | Requirement | Space | 2BC6 | SHEET VINYL | n/a | n/a | n/a | n/a | Clinic_076-078_Finish Schedule | n/a
WallColor-East | bill.east@us.army.mil | 2012-10-26T09:46:00 | Requirement | Space | 2BC6 | DEVOE # 2W18-2 PRARIE BUFF | n/a | n/a | n/a | n/a | Clinic_076-078_Finish Schedule | n/a
WallColor-North | bill.east@us.army.mil | 2012-10-26T09:46:00 | Requirement | Space | 2BC6 | DEVOE # 2W18-2 PRARIE BUFF | n/a | n/a | n/a | n/a | Clinic_076-078_Finish Schedule | n/a
WallColor-South | bill.east@us.army.mil | 2012-10-26T09:46:00 | Requirement | Space | 2BC6 | DEVOE # 2W18-2 PRARIE BUFF | n/a | n/a | n/a | n/a | Clinic_076-078_Finish Schedule | n/a
WallColor-West | bill.east@us.army.mil | 2012-10-26T09:46:00 | Requirement | Space | 2BC6 | DEVOE # 2C14-5 CATHEDRAL BELL | n/a | n/a | n/a | n/a | Clinic_076-078_Finish Schedule | n/a
WallMaterial-East | bill.east@us.army.mil | 2012-10-26T09:46:00 | Requirement | Space | 2BC6 | GYPSUM WALLBOARD WITH PAINT | n/a | n/a | n/a | n/a | Clinic_076-078_Finish Schedule | n/a
WallMaterial-North | bill.east@us.army.mil | 2012-10-26T09:46:00 | Requirement | Space | 2BC6 | GYPSUM WALLBOARD WITH PAINT | n/a | n/a | n/a | n/a | Clinic_076-078_Finish Schedule | n/a
WallMaterial-South | bill.east@us.army.mil | 2012-10-26T09:46:00 | Requirement | Space | 2BC6 | GYPSUM WALLBOARD WITH PAINT | n/a | n/a | n/a | n/a | Clinic_076-078_Finish Schedule | n/a
WallMaterial-West | bill.east@us.army.mil | 2012-10-26T09:46:00 | Requirement | Space | 2BC6 | GYPSUM WALLBOARD WITH PAINT | n/a | n/a | n/a | n/a | Clinic_076-078_Finish Schedule | n/a
BaseColor | bill.east@us.army.mil | 2012-10-26T09:46:00 | Requirement | Space | 2BS2 | ROPPE - 40 FAWN - 4" HIGH RUBBER COVE BASE | n/a | n/a | n/a | n/a | Clinic_076-078_Finish Schedule | n/a
BaseMaterial | bill.east@us.army.mil | 2012-10-26T09:46:00 | Requirement | Space | 2BS2 | RUBBER BASE | n/a | n/a | n/a | n/a | Clinic_076-078_Finish Schedule | n/a
CeilingColor | bill.east@us.army.mil | 2012-10-26T09:46:00 | Requirement | Space | 2BS2 | ARMSTRONG CEILING TILE - CIRRUS TEGULAR; COLOR: WHITE; SERIES #534 GRID-15/16" EXPOSED TEE GRID SYSTEM-WHITE; SIZE: 2'x2'x3/4" | n/a | n/a | n/a | n/a | Clinic_076-078_Finish Schedule | n/a
CeilingMaterial | bill.east@us.army.mil | 2012-10-26T09:46:00 | Requirement | Space | 2BS2 | ACOUSTICAL CEILING TILE | n/a | n/a | n/a | n/a | Clinic_076-078_Finish Schedule | n/a
FloorColor | bill.east@us.army.mil | 2012-10-26T09:46:00 | Requirement | Space | 2BS2 | VAMERICAN OLEAN #A-55 DOE SIZE: 2"x2" | n/a | n/a | n/a | n/a | Clinic_076-078_Finish Schedule | n/a
FloorMaterial | bill.east@us.army.mil | 2012-10-26T09:46:00 | Requirement | Space | 2BS2 | VINYL COMPOSITION TILE | n/a | n/a | n/a | n/a | Clinic_076-078_Finish Schedule | n/a
WallColor-East | bill.east@us.army.mil | 2012-10-26T09:46:00 | Requirement | Space | 2BS2 | DEVOE # 2W18-2 PRARIE BUFF | n/a | n/a | n/a | n/a | Clinic_076-078_Finish Schedule | n/a
WallColor-North | bill.east@us.army.mil | 2012-10-26T09:46:00 | Requirement | Space | 2BS2 | DEVOE # 2W18-2 PRARIE BUFF | n/a | n/a | n/a | n/a | Clinic_076-078_Finish Schedule | n/a
WallColor-South | bill.east@us.army.mil | 2012-10-26T09:46:00 | Requirement | Space | 2BS2 | DEVOE # 2C20-4 ROSEMARY GRAY | n/a | n/a | n/a | n/a | Clinic_076-078_Finish Schedule | n/a
WallColor-West | bill.east@us.army.mil | 2012-10-26T09:46:00 | Requirement | Space | 2BS2 | DEVOE # 2W18-2 PRARIE BUFF | n/a | n/a | n/a | n/a | Clinic_076-078_Finish Schedule | n/a
WallMaterial-East | bill.east@us.army.mil | 2012-10-26T09:46:00 | Requirement | Space | 2BS2 | GYPSUM WALLBOARD WITH PAINT | n/a | n/a | n/a | n/a | Clinic_076-078_Finish Schedule | n/a
WallMaterial-North | bill.east@us.army.mil | 2012-10-26T09:46:00 | Requirement | Space | 2BS2 | GYPSUM WALLBOARD WITH PAINT | n/a | n/a | n/a | n/a | Clinic_076-078_Finish Schedule | n/a
WallMaterial-South | bill.east@us.army.mil | 2012-10-26T09:46:00 | Requirement | Space | 2BS2 | GYPSUM WALLBOARD WITH PAINT | n/a | n/a | n/a | n/a | Clinic_076-078_Finish Schedule | n/a
WallMaterial-West | bill.east@us.army.mil | 2012-10-26T09:46:00 | Requirement | Space | 2BS2 | GYPSUM WALLBOARD WITH PAINT | n/a | n/a | n/a | n/a | Clinic_076-078_Finish Schedule | n/a
BaseColor | bill.east@us.army.mil | 2012-10-26T09:46:00 | Requirement | Space | 2C01 | ROPPE - 40 FAWN - 4" HIGH RUBBER COVE BASE | n/a | n/a | n/a | n/a | Clinic_076-078_Finish Schedule | n/a
BaseMaterial | bill.east@us.army.mil | 2012-10-26T09:46:00 | Requirement | Space | 2C01 | RUBBER BASE | n/a | n/a | n/a | n/a | Clinic_076-078_Finish Schedule | n/a
CeilingColor | bill.east@us.army.mil | 2012-10-26T09:46:00 | Requirement | Space | 2C01 | ARMSTRONG CEILING TILE - CIRRUS TEGULAR; COLOR: WHITE; SERIES #534 GRID-15/16" EXPOSED TEE GRID SYSTEM-WHITE; SIZE: 2'x2'x3/4" | n/a | n/a | n/a | n/a | Clinic_076-078_Finish Schedule | n/a
CeilingMaterial | bill.east@us.army.mil | 2012-10-26T09:46:00 | Requirement | Space | 2C01 | ACOUSTICAL CEILING TILE | n/a | n/a | n/a | n/a | Clinic_076-078_Finish Schedule | n/a
FloorColor | bill.east@us.army.mil | 2012-10-26T09:46:00 | Requirement | Space | 2C01 | INTERFACE - CARIBBEAN #3063 SEA TURTLE | n/a | n/a | n/a | n/a | Clinic_076-078_Finish Schedule | n/a
FloorMaterial | bill.east@us.army.mil | 2012-10-26T09:46:00 | Requirement | Space | 2C01 | CARPET | n/a | n/a | n/a | n/a | Clinic_076-078_Finish Schedule | n/a
WallColor-East | bill.east@us.army.mil | 2012-10-26T09:46:00 | Requirement | Space | 2C01 | MATCH PT3 - Devoe # 2W19-4 CLAY PEBBLE | n/a | n/a | n/a | n/a | Clinic_076-078_Finish Schedule | n/a
WallColor-North | bill.east@us.army.mil | 2012-10-26T09:46:00 | Requirement | Space | 2C01 | MATCH PT3 - Devoe # 2W19-4 CLAY PEBBLE | n/a | n/a | n/a | n/a | Clinic_076-078_Finish Schedule | n/a
WallColor-South | bill.east@us.army.mil | 2012-10-26T09:46:00 | Requirement | Space | 2C01 | MATCH PT3 - Devoe # 2W19-4 CLAY PEBBLE | n/a | n/a | n/a | n/a | Clinic_076-078_Finish Schedule | n/a
WallColor-West | bill.east@us.army.mil | 2012-10-26T09:46:00 | Requirement | Space | 2C01 | MATCH PT3 - Devoe # 2W19-4 CLAY PEBBLE | n/a | n/a | n/a | n/a | Clinic_076-078_Finish Schedule | n/a
WallMaterial-East | bill.east@us.army.mil | 2012-10-26T09:46:00 | Requirement | Space | 2C01 | GYPSUM WALLBOARD WITH LIQUID GLAZED COATING | n/a | n/a | n/a | n/a | Clinic_076-078_Finish Schedule | n/a
WallMaterial-North | bill.east@us.army.mil | 2012-10-26T09:46:00 | Requirement | Space | 2C01 | GYPSUM WALLBOARD WITH LIQUID GLAZED COATING | n/a | n/a | n/a | n/a | Clinic_076-078_Finish Schedule | n/a
WallMaterial-South | bill.east@us.army.mil | 2012-10-26T09:46:00 | Requirement | Space | 2C01 | GYPSUM WALLBOARD WITH LIQUID GLAZED COATING | n/a | n/a | n/a | n/a | Clinic_076-078_Finish Schedule | n/a
WallMaterial-West | bill.east@us.army.mil | 2012-10-26T09:46:00 | Requirement | Space | 2C01 | GYPSUM WALLBOARD WITH LIQUID GLAZED COATING | n/a | n/a | n/a | n/a | Clinic_076-078_Finish Schedule | n/a
BaseColor | bill.east@us.army.mil | 2012-10-26T09:46:00 | Requirement | Space | 2C02 | ARMSTRONG - MEDINTECH - #86439 DESERT GOLD | n/a | n/a | n/a | n/a | Clinic_076-078_Finish Schedule | n/a
BaseMaterial | bill.east@us.army.mil | 2012-10-26T09:46:00 | Requirement | Space | 2C02 | INTEGRAL VINYL BASE | n/a | n/a | n/a | n/a | Clinic_076-078_Finish Schedule | n/a
CeilingColor | bill.east@us.army.mil | 2012-10-26T09:46:00 | Requirement | Space | 2C02 | ARMSTRONG CEILING TILE - CIRRUS TEGULAR; COLOR: WHITE; SERIES #534 GRID-15/16" EXPOSED TEE GRID SYSTEM-WHITE; SIZE: 2'x2'x3/4" | n/a | n/a | n/a | n/a | Clinic_076-078_Finish Schedule | n/a
CeilingMaterial | bill.east@us.army.mil | 2012-10-26T09:46:00 | Requirement | Space | 2C02 | ACOUSTICAL CEILING TILE | n/a | n/a | n/a | n/a | Clinic_076-078_Finish Schedule | n/a
FloorColor | bill.east@us.army.mil | 2012-10-26T09:46:00 | Requirement | Space | 2C02 | ARMSTRONG - MEDIN TECH - #86439 DESERT GOLD | n/a | n/a | n/a | n/a | Clinic_076-078_Finish Schedule | n/a
FloorMaterial | bill.east@us.army.mil | 2012-10-26T09:46:00 | Requirement | Space | 2C02 | SHEET VINYL | n/a | n/a | n/a | n/a | Clinic_076-078_Finish Schedule | n/a
WallColor-East | bill.east@us.army.mil | 2012-10-26T09:46:00 | Requirement | Space | 2C02 | MATCH PT3 - Devoe # 2W19-4 CLAY PEBBLE | n/a | n/a | n/a | n/a | Clinic_076-078_Finish Schedule | n/a
WallColor-North | bill.east@us.army.mil | 2012-10-26T09:46:00 | Requirement | Space | 2C02 | MATCH PT3 - Devoe # 2W19-4 CLAY PEBBLE | n/a | n/a | n/a | n/a | Clinic_076-078_Finish Schedule | n/a
WallColor-South | bill.east@us.army.mil | 2012-10-26T09:46:00 | Requirement | Space | 2C02 | MATCH PT3 - Devoe # 2W19-4 CLAY PEBBLE | n/a | n/a | n/a | n/a | Clinic_076-078_Finish Schedule | n/a
WallColor-West | bill.east@us.army.mil | 2012-10-26T09:46:00 | Requirement | Space | 2C02 | MATCH PT3 - Devoe # 2W19-4 CLAY PEBBLE | n/a | n/a | n/a | n/a | Clinic_076-078_Finish Schedule | n/a
WallMaterial-East | bill.east@us.army.mil | 2012-10-26T09:46:00 | Requirement | Space | 2C02 | GYPSUM WALLBOARD WITH LIQUID GLAZED COATING | n/a | n/a | n/a | n/a | Clinic_076-078_Finish Schedule | n/a
WallMaterial-North | bill.east@us.army.mil | 2012-10-26T09:46:00 | Requirement | Space | 2C02 | GYPSUM WALLBOARD WITH LIQUID GLAZED COATING | n/a | n/a | n/a | n/a | Clinic_076-078_Finish Schedule | n/a
WallMaterial-South | bill.east@us.army.mil | 2012-10-26T09:46:00 | Requirement | Space | 2C02 | GYPSUM WALLBOARD WITH LIQUID GLAZED COATING | n/a | n/a | n/a | n/a | Clinic_076-078_Finish Schedule | n/a
WallMaterial-West | bill.east@us.army.mil | 2012-10-26T09:46:00 | Requirement | Space | 2C02 | GYPSUM WALLBOARD WITH LIQUID GLAZED COATING | n/a | n/a | n/a | n/a | Clinic_076-078_Finish Schedule | n/a
BaseColor | bill.east@us.army.mil | 2012-10-26T09:46:00 | Requirement | Space | 2C03 | ROPPE - 40 FAWN - 4" HIGH RUBBER COVE BASE | n/a | n/a | n/a | n/a | Clinic_076-078_Finish Schedule | n/a
BaseMaterial | bill.east@us.army.mil | 2012-10-26T09:46:00 | Requirement | Space | 2C03 | RUBBER BASE | n/a | n/a | n/a | n/a | Clinic_076-078_Finish Schedule | n/a
CeilingColor | bill.east@us.army.mil | 2012-10-26T09:46:00 | Requirement | Space | 2C03 | ARMSTRONG CEILING TILE - CIRRUS TEGULAR; COLOR: WHITE; SERIES #534 GRID-15/16" EXPOSED TEE GRID SYSTEM-WHITE; SIZE: 2'x2'x3/4" | n/a | n/a | n/a | n/a | Clinic_076-078_Finish Schedule | n/a
CeilingMaterial | bill.east@us.army.mil | 2012-10-26T09:46:00 | Requirement | Space | 2C03 | ACOUSTICAL CEILING TILE | n/a | n/a | n/a | n/a | Clinic_076-078_Finish Schedule | n/a
FloorColor | bill.east@us.army.mil | 2012-10-26T09:46:00 | Requirement | Space | 2C03 | INTERFACE - CARIBBEAN #3063 SEA TURTLE | n/a | n/a | n/a | n/a | Clinic_076-078_Finish Schedule | n/a
FloorMaterial | bill.east@us.army.mil | 2012-10-26T09:46:00 | Requirement | Space | 2C03 | CARPET | n/a | n/a | n/a | n/a | Clinic_076-078_Finish Schedule | n/a
WallColor-East | bill.east@us.army.mil | 2012-10-26T09:46:00 | Requirement | Space | 2C03 | DEVOE # 2W18-2 PRARIE BUFF | n/a | n/a | n/a | n/a | Clinic_076-078_Finish Schedule | n/a
WallColor-North | bill.east@us.army.mil | 2012-10-26T09:46:00 | Requirement | Space | 2C03 | DEVOE # 2W18-2 PRARIE BUFF | n/a | n/a | n/a | n/a | Clinic_076-078_Finish Schedule | n/a
WallColor-South | bill.east@us.army.mil | 2012-10-26T09:46:00 | Requirement | Space | 2C03 | DEVOE # 2W18-2 PRARIE BUFF | n/a | n/a | n/a | n/a | Clinic_076-078_Finish Schedule | n/a
WallColor-West | bill.east@us.army.mil | 2012-10-26T09:46:00 | Requirement | Space | 2C03 | DEVOE # 2W18-2 PRARIE BUFF | n/a | n/a | n/a | n/a | Clinic_076-078_Finish Schedule | n/a
WallMaterial-East | bill.east@us.army.mil | 2012-10-26T09:46:00 | Requirement | Space | 2C03 | GYPSUM WALLBOARD WITH PAINT | n/a | n/a | n/a | n/a | Clinic_076-078_Finish Schedule | n/a
WallMaterial-North | bill.east@us.army.mil | 2012-10-26T09:46:00 | Requirement | Space | 2C03 | GYPSUM WALLBOARD WITH PAINT | n/a | n/a | n/a | n/a | Clinic_076-078_Finish Schedule | n/a
WallMaterial-South | bill.east@us.army.mil | 2012-10-26T09:46:00 | Requirement | Space | 2C03 | GYPSUM WALLBOARD WITH PAINT | n/a | n/a | n/a | n/a | Clinic_076-078_Finish Schedule | n/a
WallMaterial-West | bill.east@us.army.mil | 2012-10-26T09:46:00 | Requirement | Space | 2C03 | GYPSUM WALLBOARD WITH PAINT | n/a | n/a | n/a | n/a | Clinic_076-078_Finish Schedule | n/a
BaseColor | bill.east@us.army.mil | 2012-10-26T09:46:00 | Requirement | Space | 2C04 | ARMSTRONG - MEDINTECH - #86439 DESERT GOLD | n/a | n/a | n/a | n/a | Clinic_076-078_Finish Schedule | n/a
BaseMaterial | bill.east@us.army.mil | 2012-10-26T09:46:00 | Requirement | Space | 2C04 | INTEGRAL VINYL BASE | n/a | n/a | n/a | n/a | Clinic_076-078_Finish Schedule | n/a
CeilingColor | bill.east@us.army.mil | 2012-10-26T09:46:00 | Requirement | Space | 2C04 | ARMSTRONG CEILING TILE - CIRRUS TEGULAR; COLOR: WHITE; SERIES #534 GRID-15/16" EXPOSED TEE GRID SYSTEM-WHITE; SIZE: 2'x2'x3/4" | n/a | n/a | n/a | n/a | Clinic_076-078_Finish Schedule | n/a
CeilingMaterial | bill.east@us.army.mil | 2012-10-26T09:46:00 | Requirement | Space | 2C04 | ACOUSTICAL CEILING TILE | n/a | n/a | n/a | n/a | Clinic_076-078_Finish Schedule | n/a
FloorColor | bill.east@us.army.mil | 2012-10-26T09:46:00 | Requirement | Space | 2C04 | ARMSTRONG - MEDIN TECH - #86439 DESERT GOLD | n/a | n/a | n/a | n/a | Clinic_076-078_Finish Schedule | n/a
FloorMaterial | bill.east@us.army.mil | 2012-10-26T09:46:00 | Requirement | Space | 2C04 | SHEET VINYL | n/a | n/a | n/a | n/a | Clinic_076-078_Finish Schedule | n/a
WallColor-East | bill.east@us.army.mil | 2012-10-26T09:46:00 | Requirement | Space | 2C04 | MATCH PT3 - Devoe # 2W19-4 CLAY PEBBLE | n/a | n/a | n/a | n/a | Clinic_076-078_Finish Schedule | n/a
WallColor-North | bill.east@us.army.mil | 2012-10-26T09:46:00 | Requirement | Space | 2C04 | MATCH PT3 - Devoe # 2W19-4 CLAY PEBBLE | n/a | n/a | n/a | n/a | Clinic_076-078_Finish Schedule | n/a
WallColor-South | bill.east@us.army.mil | 2012-10-26T09:46:00 | Requirement | Space | 2C04 | MATCH PT3 - Devoe # 2W19-4 CLAY PEBBLE | n/a | n/a | n/a | n/a | Clinic_076-078_Finish Schedule | n/a
WallColor-West | bill.east@us.army.mil | 2012-10-26T09:46:00 | Requirement | Space | 2C04 | MATCH PT3 - Devoe # 2W19-4 CLAY PEBBLE | n/a | n/a | n/a | n/a | Clinic_076-078_Finish Schedule | n/a
WallMaterial-East | bill.east@us.army.mil | 2012-10-26T09:46:00 | Requirement | Space | 2C04 | GYPSUM WALLBOARD WITH LIQUID GLAZED COATING | n/a | n/a | n/a | n/a | Clinic_076-078_Finish Schedule | n/a
WallMaterial-North | bill.east@us.army.mil | 2012-10-26T09:46:00 | Requirement | Space | 2C04 | GYPSUM WALLBOARD WITH LIQUID GLAZED COATING | n/a | n/a | n/a | n/a | Clinic_076-078_Finish Schedule | n/a
WallMaterial-South | bill.east@us.army.mil | 2012-10-26T09:46:00 | Requirement | Space | 2C04 | GYPSUM WALLBOARD WITH LIQUID GLAZED COATING | n/a | n/a | n/a | n/a | Clinic_076-078_Finish Schedule | n/a
WallMaterial-West | bill.east@us.army.mil | 2012-10-26T09:46:00 | Requirement | Space | 2C04 | GYPSUM WALLBOARD WITH LIQUID GLAZED COATING | n/a | n/a | n/a | n/a | Clinic_076-078_Finish Schedule | n/a
BaseColor | bill.east@us.army.mil | 2012-10-26T09:46:00 | Requirement | Space | 2C05 | ROPPE - 40 FAWN - 4" HIGH RUBBER COVE BASE | n/a | n/a | n/a | n/a | Clinic_076-078_Finish Schedule | n/a
BaseMaterial | bill.east@us.army.mil | 2012-10-26T09:46:00 | Requirement | Space | 2C05 | RUBBER BASE | n/a | n/a | n/a | n/a | Clinic_076-078_Finish Schedule | n/a
CeilingColor | bill.east@us.army.mil | 2012-10-26T09:46:00 | Requirement | Space | 2C05 | MATCH PT3 - Devoe # 2W19-4 CLAY PEBBLE | n/a | n/a | n/a | n/a | Clinic_076-078_Finish Schedule | n/a
CeilingMaterial | bill.east@us.army.mil | 2012-10-26T09:46:00 | Requirement | Space | 2C05 | GYPSUM WALLBOARD WITH LIQUID GLAZED COATING | n/a | n/a | n/a | n/a | Clinic_076-078_Finish Schedule | n/a
FloorColor | bill.east@us.army.mil | 2012-10-26T09:46:00 | Requirement | Space | 2C05 | VAMERICAN OLEAN #A-55 DOE SIZE: 2"x2" | n/a | n/a | n/a | n/a | Clinic_076-078_Finish Schedule | n/a
FloorMaterial | bill.east@us.army.mil | 2012-10-26T09:46:00 | Requirement | Space | 2C05 | VINYL COMPOSITION TILE | n/a | n/a | n/a | n/a | Clinic_076-078_Finish Schedule | n/a
WallColor-East | bill.east@us.army.mil | 2012-10-26T09:46:00 | Requirement | Space | 2C05 | MATCH PT3 - Devoe # 2W19-4 CLAY PEBBLE | n/a | n/a | n/a | n/a | Clinic_076-078_Finish Schedule | n/a
WallColor-North | bill.east@us.army.mil | 2012-10-26T09:46:00 | Requirement | Space | 2C05 | MATCH PT3 - Devoe # 2W19-4 CLAY PEBBLE | n/a | n/a | n/a | n/a | Clinic_076-078_Finish Schedule | n/a
WallColor-South | bill.east@us.army.mil | 2012-10-26T09:46:00 | Requirement | Space | 2C05 | MATCH PT3 - Devoe # 2W19-4 CLAY PEBBLE | n/a | n/a | n/a | n/a | Clinic_076-078_Finish Schedule | n/a
WallColor-West | bill.east@us.army.mil | 2012-10-26T09:46:00 | Requirement | Space | 2C05 | MATCH PT3 - Devoe # 2W19-4 CLAY PEBBLE | n/a | n/a | n/a | n/a | Clinic_076-078_Finish Schedule | n/a
WallMaterial-East | bill.east@us.army.mil | 2012-10-26T09:46:00 | Requirement | Space | 2C05 | GYPSUM WALLBOARD WITH LIQUID GLAZED COATING | n/a | n/a | n/a | n/a | Clinic_076-078_Finish Schedule | n/a
WallMaterial-North | bill.east@us.army.mil | 2012-10-26T09:46:00 | Requirement | Space | 2C05 | GYPSUM WALLBOARD WITH LIQUID GLAZED COATING | n/a | n/a | n/a | n/a | Clinic_076-078_Finish Schedule | n/a
WallMaterial-South | bill.east@us.army.mil | 2012-10-26T09:46:00 | Requirement | Space | 2C05 | GYPSUM WALLBOARD WITH LIQUID GLAZED COATING | n/a | n/a | n/a | n/a | Clinic_076-078_Finish Schedule | n/a
WallMaterial-West | bill.east@us.army.mil | 2012-10-26T09:46:00 | Requirement | Space | 2C05 | GYPSUM WALLBOARD WITH LIQUID GLAZED COATING | n/a | n/a | n/a | n/a | Clinic_076-078_Finish Schedule | n/a
BaseColor | bill.east@us.army.mil | 2012-10-26T09:46:00 | Requirement | Space | 2C06 | ARMSTRONG - MEDINTECH - #86439 DESERT GOLD | n/a | n/a | n/a | n/a | Clinic_076-078_Finish Schedule | n/a
BaseMaterial | bill.east@us.army.mil | 2012-10-26T09:46:00 | Requirement | Space | 2C06 | INTEGRAL VINYL BASE | n/a | n/a | n/a | n/a | Clinic_076-078_Finish Schedule | n/a
CeilingColor | bill.east@us.army.mil | 2012-10-26T09:46:00 | Requirement | Space | 2C06 | ARMSTRONG CEILING TILE - CIRRUS TEGULAR; COLOR: WHITE; SERIES #534 GRID-15/16" EXPOSED TEE GRID SYSTEM-WHITE; SIZE: 2'x2'x3/4" | n/a | n/a | n/a | n/a | Clinic_076-078_Finish Schedule | n/a
CeilingMaterial | bill.east@us.army.mil | 2012-10-26T09:46:00 | Requirement | Space | 2C06 | ACOUSTICAL CEILING TILE | n/a | n/a | n/a | n/a | Clinic_076-078_Finish Schedule | n/a
FloorColor | bill.east@us.army.mil | 2012-10-26T09:46:00 | Requirement | Space | 2C06 | ARMSTRONG - MEDIN TECH - #86439 DESERT GOLD | n/a | n/a | n/a | n/a | Clinic_076-078_Finish Schedule | n/a
FloorMaterial | bill.east@us.army.mil | 2012-10-26T09:46:00 | Requirement | Space | 2C06 | SHEET VINYL | n/a | n/a | n/a | n/a | Clinic_076-078_Finish Schedule | n/a
WallColor-East | bill.east@us.army.mil | 2012-10-26T09:46:00 | Requirement | Space | 2C06 | MATCH PT3 - Devoe # 2W19-4 CLAY PEBBLE | n/a | n/a | n/a | n/a | Clinic_076-078_Finish Schedule | n/a
WallColor-North | bill.east@us.army.mil | 2012-10-26T09:46:00 | Requirement | Space | 2C06 | MATCH PT3 - Devoe # 2W19-4 CLAY PEBBLE | n/a | n/a | n/a | n/a | Clinic_076-078_Finish Schedule | n/a
WallColor-South | bill.east@us.army.mil | 2012-10-26T09:46:00 | Requirement | Space | 2C06 | MATCH PT3 - Devoe # 2W19-4 CLAY PEBBLE | n/a | n/a | n/a | n/a | Clinic_076-078_Finish Schedule | n/a
WallColor-West | bill.east@us.army.mil | 2012-10-26T09:46:00 | Requirement | Space | 2C06 | MATCH PT3 - Devoe # 2W19-4 CLAY PEBBLE | n/a | n/a | n/a | n/a | Clinic_076-078_Finish Schedule | n/a
WallMaterial-East | bill.east@us.army.mil | 2012-10-26T09:46:00 | Requirement | Space | 2C06 | GYPSUM WALLBOARD WITH LIQUID GLAZED COATING | n/a | n/a | n/a | n/a | Clinic_076-078_Finish Schedule | n/a
WallMaterial-North | bill.east@us.army.mil | 2012-10-26T09:46:00 | Requirement | Space | 2C06 | GYPSUM WALLBOARD WITH LIQUID GLAZED COATING | n/a | n/a | n/a | n/a | Clinic_076-078_Finish Schedule | n/a
WallMaterial-South | bill.east@us.army.mil | 2012-10-26T09:46:00 | Requirement | Space | 2C06 | GYPSUM WALLBOARD WITH LIQUID GLAZED COATING | n/a | n/a | n/a | n/a | Clinic_076-078_Finish Schedule | n/a
WallMaterial-West | bill.east@us.army.mil | 2012-10-26T09:46:00 | Requirement | Space | 2C06 | GYPSUM WALLBOARD WITH LIQUID GLAZED COATING | n/a | n/a | n/a | n/a | Clinic_076-078_Finish Schedule | n/a
BaseColor | bill.east@us.army.mil | 2012-10-26T09:46:00 | Requirement | Space | 2C07 | DAL - TILE - #D-1452 CYPRESS - SIZE 4"X 4" | n/a | n/a | n/a | n/a | Clinic_076-078_Finish Schedule | n/a
BaseMaterial | bill.east@us.army.mil | 2012-10-26T09:46:00 | Requirement | Space | 2C07 | MAT GLAZED TILE | n/a | n/a | n/a | n/a | Clinic_076-078_Finish Schedule | n/a
CeilingColor | bill.east@us.army.mil | 2012-10-26T09:46:00 | Requirement | Space | 2C07 | MATCH PT3 - Devoe # 2W19-4 CLAY PEBBLE | n/a | n/a | n/a | n/a | Clinic_076-078_Finish Schedule | n/a
CeilingMaterial | bill.east@us.army.mil | 2012-10-26T09:46:00 | Requirement | Space | 2C07 | GYPSUM WALLBOARD WITH LIQUID GLAZED COATING | n/a | n/a | n/a | n/a | Clinic_076-078_Finish Schedule | n/a
FloorColor | bill.east@us.army.mil | 2012-10-26T09:46:00 | Requirement | Space | 2C07 | AMERICAN OLEAN #A-55 DOE SIZE: 2"x2" | n/a | n/a | n/a | n/a | Clinic_076-078_Finish Schedule | n/a
FloorMaterial | bill.east@us.army.mil | 2012-10-26T09:46:00 | Requirement | Space | 2C07 | CERAMIC TILE | n/a | n/a | n/a | n/a | Clinic_076-078_Finish Schedule | n/a
WallColor-East | bill.east@us.army.mil | 2012-10-26T09:46:00 | Requirement | Space | 2C07 | DAL - TILE - #D-1452 CYPRESS - SIZE 4"X 4" | n/a | n/a | n/a | n/a | Clinic_076-078_Finish Schedule | n/a
WallColor-North | bill.east@us.army.mil | 2012-10-26T09:46:00 | Requirement | Space | 2C07 | DAL - TILE - #D-1452 CYPRESS - SIZE 4"X 4" | n/a | n/a | n/a | n/a | Clinic_076-078_Finish Schedule | n/a
WallColor-South | bill.east@us.army.mil | 2012-10-26T09:46:00 | Requirement | Space | 2C07 | DAL - TILE - #D-1452 CYPRESS - SIZE 4"X 4" | n/a | n/a | n/a | n/a | Clinic_076-078_Finish Schedule | n/a
WallColor-West | bill.east@us.army.mil | 2012-10-26T09:46:00 | Requirement | Space | 2C07 | DAL - TILE - #D-1452 CYPRESS - SIZE 4"X 4" | n/a | n/a | n/a | n/a | Clinic_076-078_Finish Schedule | n/a
WallMaterial-East | bill.east@us.army.mil | 2012-10-26T09:46:00 | Requirement | Space | 2C07 | MAT GLAZED TILE | n/a | n/a | n/a | n/a | Clinic_076-078_Finish Schedule | n/a
WallMaterial-North | bill.east@us.army.mil | 2012-10-26T09:46:00 | Requirement | Space | 2C07 | MAT GLAZED TILE | n/a | n/a | n/a | n/a | Clinic_076-078_Finish Schedule | n/a
WallMaterial-South | bill.east@us.army.mil | 2012-10-26T09:46:00 | Requirement | Space | 2C07 | MAT GLAZED TILE | n/a | n/a | n/a | n/a | Clinic_076-078_Finish Schedule | n/a
WallMaterial-West | bill.east@us.army.mil | 2012-10-26T09:46:00 | Requirement | Space | 2C07 | MAT GLAZED TILE | n/a | n/a | n/a | n/a | Clinic_076-078_Finish Schedule | n/a
BaseColor | bill.east@us.army.mil | 2012-10-26T09:46:00 | Requirement | Space | 2C08 | DAL - TILE - #D-1452 CYPRESS - SIZE 4"X 4" | n/a | n/a | n/a | n/a | Clinic_076-078_Finish Schedule | n/a
BaseMaterial | bill.east@us.army.mil | 2012-10-26T09:46:00 | Requirement | Space | 2C08 | MAT GLAZED TILE | n/a | n/a | n/a | n/a | Clinic_076-078_Finish Schedule | n/a
CeilingColor | bill.east@us.army.mil | 2012-10-26T09:46:00 | Requirement | Space | 2C08 | MATCH PT3 - Devoe # 2W19-4 CLAY PEBBLE | n/a | n/a | n/a | n/a | Clinic_076-078_Finish Schedule | n/a
CeilingMaterial | bill.east@us.army.mil | 2012-10-26T09:46:00 | Requirement | Space | 2C08 | GYPSUM WALLBOARD WITH LIQUID GLAZED COATING | n/a | n/a | n/a | n/a | Clinic_076-078_Finish Schedule | n/a
FloorColor | bill.east@us.army.mil | 2012-10-26T09:46:00 | Requirement | Space | 2C08 | AMERICAN OLEAN #A-55 DOE SIZE: 2"x2" | n/a | n/a | n/a | n/a | Clinic_076-078_Finish Schedule | n/a
FloorMaterial | bill.east@us.army.mil | 2012-10-26T09:46:00 | Requirement | Space | 2C08 | CERAMIC TILE | n/a | n/a | n/a | n/a | Clinic_076-078_Finish Schedule | n/a
WallColor-East | bill.east@us.army.mil | 2012-10-26T09:46:00 | Requirement | Space | 2C08 | DAL - TILE - #D-1452 CYPRESS - SIZE 4"X 4" | n/a | n/a | n/a | n/a | Clinic_076-078_Finish Schedule | n/a
WallColor-North | bill.east@us.army.mil | 2012-10-26T09:46:00 | Requirement | Space | 2C08 | DAL - TILE - #D-1452 CYPRESS - SIZE 4"X 4" | n/a | n/a | n/a | n/a | Clinic_076-078_Finish Schedule | n/a
WallColor-South | bill.east@us.army.mil | 2012-10-26T09:46:00 | Requirement | Space | 2C08 | DAL - TILE - #D-1452 CYPRESS - SIZE 4"X 4" | n/a | n/a | n/a | n/a | Clinic_076-078_Finish Schedule | n/a
WallColor-West | bill.east@us.army.mil | 2012-10-26T09:46:00 | Requirement | Space | 2C08 | DAL - TILE - #D-1452 CYPRESS - SIZE 4"X 4" | n/a | n/a | n/a | n/a | Clinic_076-078_Finish Schedule | n/a
WallMaterial-East | bill.east@us.army.mil | 2012-10-26T09:46:00 | Requirement | Space | 2C08 | MAT GLAZED TILE | n/a | n/a | n/a | n/a | Clinic_076-078_Finish Schedule | n/a
WallMaterial-North | bill.east@us.army.mil | 2012-10-26T09:46:00 | Requirement | Space | 2C08 | MAT GLAZED TILE | n/a | n/a | n/a | n/a | Clinic_076-078_Finish Schedule | n/a
WallMaterial-South | bill.east@us.army.mil | 2012-10-26T09:46:00 | Requirement | Space | 2C08 | MAT GLAZED TILE | n/a | n/a | n/a | n/a | Clinic_076-078_Finish Schedule | n/a
WallMaterial-West | bill.east@us.army.mil | 2012-10-26T09:46:00 | Requirement | Space | 2C08 | MAT GLAZED TILE | n/a | n/a | n/a | n/a | Clinic_076-078_Finish Schedule | n/a
BaseColor | bill.east@us.army.mil | 2012-10-26T09:46:00 | Requirement | Space | 2C09 | ARMSTRONG - MEDINTECH - #86439 DESERT GOLD | n/a | n/a | n/a | n/a | Clinic_076-078_Finish Schedule | n/a
BaseMaterial | bill.east@us.army.mil | 2012-10-26T09:46:00 | Requirement | Space | 2C09 | INTEGRAL VINYL BASE | n/a | n/a | n/a | n/a | Clinic_076-078_Finish Schedule | n/a
CeilingColor | bill.east@us.army.mil | 2012-10-26T09:46:00 | Requirement | Space | 2C09 | ARMSTRONG CEILING TILE - CIRRUS TEGULAR; COLOR: WHITE; SERIES #534 GRID-15/16" EXPOSED TEE GRID SYSTEM-WHITE; SIZE: 2'x2'x3/4" | n/a | n/a | n/a | n/a | Clinic_076-078_Finish Schedule | n/a
CeilingMaterial | bill.east@us.army.mil | 2012-10-26T09:46:00 | Requirement | Space | 2C09 | ACOUSTICAL CEILING TILE | n/a | n/a | n/a | n/a | Clinic_076-078_Finish Schedule | n/a
FloorColor | bill.east@us.army.mil | 2012-10-26T09:46:00 | Requirement | Space | 2C09 | ARMSTRONG - MEDIN TECH - #86439 DESERT GOLD | n/a | n/a | n/a | n/a | Clinic_076-078_Finish Schedule | n/a
FloorMaterial | bill.east@us.army.mil | 2012-10-26T09:46:00 | Requirement | Space | 2C09 | SHEET VINYL | n/a | n/a | n/a | n/a | Clinic_076-078_Finish Schedule | n/a
WallColor-East | bill.east@us.army.mil | 2012-10-26T09:46:00 | Requirement | Space | 2C09 | MATCH PT3 - Devoe # 2W19-4 CLAY PEBBLE | n/a | n/a | n/a | n/a | Clinic_076-078_Finish Schedule | n/a
WallColor-North | bill.east@us.army.mil | 2012-10-26T09:46:00 | Requirement | Space | 2C09 | MATCH PT3 - Devoe # 2W19-4 CLAY PEBBLE | n/a | n/a | n/a | n/a | Clinic_076-078_Finish Schedule | n/a
WallColor-South | bill.east@us.army.mil | 2012-10-26T09:46:00 | Requirement | Space | 2C09 | MATCH PT3 - Devoe # 2W19-4 CLAY PEBBLE | n/a | n/a | n/a | n/a | Clinic_076-078_Finish Schedule | n/a
WallColor-West | bill.east@us.army.mil | 2012-10-26T09:46:00 | Requirement | Space | 2C09 | MATCH PT3 - Devoe # 2W19-4 CLAY PEBBLE | n/a | n/a | n/a | n/a | Clinic_076-078_Finish Schedule | n/a
WallMaterial-East | bill.east@us.army.mil | 2012-10-26T09:46:00 | Requirement | Space | 2C09 | GYPSUM WALLBOARD WITH LIQUID GLAZED COATING | n/a | n/a | n/a | n/a | Clinic_076-078_Finish Schedule | n/a
WallMaterial-North | bill.east@us.army.mil | 2012-10-26T09:46:00 | Requirement | Space | 2C09 | GYPSUM WALLBOARD WITH LIQUID GLAZED COATING | n/a | n/a | n/a | n/a | Clinic_076-078_Finish Schedule | n/a
WallMaterial-South | bill.east@us.army.mil | 2012-10-26T09:46:00 | Requirement | Space | 2C09 | GYPSUM WALLBOARD WITH LIQUID GLAZED COATING | n/a | n/a | n/a | n/a | Clinic_076-078_Finish Schedule | n/a
WallMaterial-West | bill.east@us.army.mil | 2012-10-26T09:46:00 | Requirement | Space | 2C09 | GYPSUM WALLBOARD WITH LIQUID GLAZED COATING | n/a | n/a | n/a | n/a | Clinic_076-078_Finish Schedule | n/a
BaseColor | bill.east@us.army.mil | 2012-10-26T09:46:00 | Requirement | Space | 2C10 | ARMSTRONG - MEDINTECH - #86439 DESERT GOLD | n/a | n/a | n/a | n/a | Clinic_076-078_Finish Schedule | n/a
BaseMaterial | bill.east@us.army.mil | 2012-10-26T09:46:00 | Requirement | Space | 2C10 | INTEGRAL VINYL BASE | n/a | n/a | n/a | n/a | Clinic_076-078_Finish Schedule | n/a
CeilingColor | bill.east@us.army.mil | 2012-10-26T09:46:00 | Requirement | Space | 2C10 | ARMSTRONG CEILING TILE - FINE FISSURED DURATEX; COLOR: WHITE; SERIES #1870; GRID 15/16" EXPOSED TEE GRID SYSTEM-WHITE; SIZE: 2'x2' | n/a | n/a | n/a | n/a | Clinic_076-078_Finish Schedule | n/a
CeilingMaterial | bill.east@us.army.mil | 2012-10-26T09:46:00 | Requirement | Space | 2C10 | ACOUSTICAL CEILING TILE | n/a | n/a | n/a | n/a | Clinic_076-078_Finish Schedule | n/a
FloorColor | bill.east@us.army.mil | 2012-10-26T09:46:00 | Requirement | Space | 2C10 | ARMSTRONG - MEDIN TECH - #86439 DESERT GOLD | n/a | n/a | n/a | n/a | Clinic_076-078_Finish Schedule | n/a
FloorMaterial | bill.east@us.army.mil | 2012-10-26T09:46:00 | Requirement | Space | 2C10 | SHEET VINYL | n/a | n/a | n/a | n/a | Clinic_076-078_Finish Schedule | n/a
WallColor-East | bill.east@us.army.mil | 2012-10-26T09:46:00 | Requirement | Space | 2C10 | MATCH PT3 - Devoe # 2W19-4 CLAY PEBBLE | n/a | n/a | n/a | n/a | Clinic_076-078_Finish Schedule | n/a
WallColor-North | bill.east@us.army.mil | 2012-10-26T09:46:00 | Requirement | Space | 2C10 | MATCH PT3 - Devoe # 2W19-4 CLAY PEBBLE | n/a | n/a | n/a | n/a | Clinic_076-078_Finish Schedule | n/a
WallColor-South | bill.east@us.army.mil | 2012-10-26T09:46:00 | Requirement | Space | 2C10 | MATCH PT3 - Devoe # 2W19-4 CLAY PEBBLE | n/a | n/a | n/a | n/a | Clinic_076-078_Finish Schedule | n/a
WallColor-West | bill.east@us.army.mil | 2012-10-26T09:46:00 | Requirement | Space | 2C10 | MATCH PT3 - Devoe # 2W19-4 CLAY PEBBLE | n/a | n/a | n/a | n/a | Clinic_076-078_Finish Schedule | n/a
WallMaterial-East | bill.east@us.army.mil | 2012-10-26T09:46:00 | Requirement | Space | 2C10 | GYPSUM WALLBOARD WITH LIQUID GLAZED COATING | n/a | n/a | n/a | n/a | Clinic_076-078_Finish Schedule | n/a
WallMaterial-North | bill.east@us.army.mil | 2012-10-26T09:46:00 | Requirement | Space | 2C10 | GYPSUM WALLBOARD WITH LIQUID GLAZED COATING | n/a | n/a | n/a | n/a | Clinic_076-078_Finish Schedule | n/a
WallMaterial-South | bill.east@us.army.mil | 2012-10-26T09:46:00 | Requirement | Space | 2C10 | GYPSUM WALLBOARD WITH LIQUID GLAZED COATING | n/a | n/a | n/a | n/a | Clinic_076-078_Finish Schedule | n/a
WallMaterial-West | bill.east@us.army.mil | 2012-10-26T09:46:00 | Requirement | Space | 2C10 | GYPSUM WALLBOARD WITH LIQUID GLAZED COATING | n/a | n/a | n/a | n/a | Clinic_076-078_Finish Schedule | n/a
BaseColor | bill.east@us.army.mil | 2012-10-26T09:46:00 | Requirement | Space | 2C11 | ROPPE - 40 FAWN - 4" HIGH RUBBER COVE BASE | n/a | n/a | n/a | n/a | Clinic_076-078_Finish Schedule | n/a
BaseMaterial | bill.east@us.army.mil | 2012-10-26T09:46:00 | Requirement | Space | 2C11 | RUBBER BASE | n/a | n/a | n/a | n/a | Clinic_076-078_Finish Schedule | n/a
CeilingColor | bill.east@us.army.mil | 2012-10-26T09:46:00 | Requirement | Space | 2C11 | ARMSTRONG CEILING TILE - CIRRUS TEGULAR; COLOR: WHITE; SERIES #534 GRID-15/16" EXPOSED TEE GRID SYSTEM-WHITE; SIZE: 2'x2'x3/4" | n/a | n/a | n/a | n/a | Clinic_076-078_Finish Schedule | n/a
CeilingMaterial | bill.east@us.army.mil | 2012-10-26T09:46:00 | Requirement | Space | 2C11 | ACOUSTICAL CEILING TILE | n/a | n/a | n/a | n/a | Clinic_076-078_Finish Schedule | n/a
FloorColor | bill.east@us.army.mil | 2012-10-26T09:46:00 | Requirement | Space | 2C11 | VAMERICAN OLEAN #A-55 DOE SIZE: 2"x2" | n/a | n/a | n/a | n/a | Clinic_076-078_Finish Schedule | n/a
FloorMaterial | bill.east@us.army.mil | 2012-10-26T09:46:00 | Requirement | Space | 2C11 | VINYL COMPOSITION TILE | n/a | n/a | n/a | n/a | Clinic_076-078_Finish Schedule | n/a
WallColor-East | bill.east@us.army.mil | 2012-10-26T09:46:00 | Requirement | Space | 2C11 | MATCH PT3 - Devoe # 2W19-4 CLAY PEBBLE | n/a | n/a | n/a | n/a | Clinic_076-078_Finish Schedule | n/a
WallColor-North | bill.east@us.army.mil | 2012-10-26T09:46:00 | Requirement | Space | 2C11 | MATCH PT3 - Devoe # 2W19-4 CLAY PEBBLE | n/a | n/a | n/a | n/a | Clinic_076-078_Finish Schedule | n/a
WallColor-South | bill.east@us.army.mil | 2012-10-26T09:46:00 | Requirement | Space | 2C11 | MATCH PT3 - Devoe # 2W19-4 CLAY PEBBLE | n/a | n/a | n/a | n/a | Clinic_076-078_Finish Schedule | n/a
WallColor-West | bill.east@us.army.mil | 2012-10-26T09:46:00 | Requirement | Space | 2C11 | MATCH PT3 - Devoe # 2W19-4 CLAY PEBBLE | n/a | n/a | n/a | n/a | Clinic_076-078_Finish Schedule | n/a
WallMaterial-East | bill.east@us.army.mil | 2012-10-26T09:46:00 | Requirement | Space | 2C11 | GYPSUM WALLBOARD WITH LIQUID GLAZED COATING | n/a | n/a | n/a | n/a | Clinic_076-078_Finish Schedule | n/a
WallMaterial-North | bill.east@us.army.mil | 2012-10-26T09:46:00 | Requirement | Space | 2C11 | GYPSUM WALLBOARD WITH LIQUID GLAZED COATING | n/a | n/a | n/a | n/a | Clinic_076-078_Finish Schedule | n/a
WallMaterial-South | bill.east@us.army.mil | 2012-10-26T09:46:00 | Requirement | Space | 2C11 | GYPSUM WALLBOARD WITH LIQUID GLAZED COATING | n/a | n/a | n/a | n/a | Clinic_076-078_Finish Schedule | n/a
WallMaterial-West | bill.east@us.army.mil | 2012-10-26T09:46:00 | Requirement | Space | 2C11 | GYPSUM WALLBOARD WITH LIQUID GLAZED COATING | n/a | n/a | n/a | n/a | Clinic_076-078_Finish Schedule | n/a
BaseColor | bill.east@us.army.mil | 2012-10-26T09:46:00 | Requirement | Space | 2C12 | ARMSTRONG - MEDINTECH - #86439 DESERT GOLD | n/a | n/a | n/a | n/a | Clinic_076-078_Finish Schedule | n/a
BaseMaterial | bill.east@us.army.mil | 2012-10-26T09:46:00 | Requirement | Space | 2C12 | INTEGRAL VINYL BASE | n/a | n/a | n/a | n/a | Clinic_076-078_Finish Schedule | n/a
CeilingColor | bill.east@us.army.mil | 2012-10-26T09:46:00 | Requirement | Space | 2C12 | ARMSTRONG CEILING TILE - FINE FISSURED DURATEX; COLOR: WHITE; SERIES #1870; GRID 15/16" EXPOSED TEE GRID SYSTEM-WHITE; SIZE: 2'x2' | n/a | n/a | n/a | n/a | Clinic_076-078_Finish Schedule | n/a
CeilingMaterial | bill.east@us.army.mil | 2012-10-26T09:46:00 | Requirement | Space | 2C12 | ACOUSTICAL CEILING TILE | n/a | n/a | n/a | n/a | Clinic_076-078_Finish Schedule | n/a
FloorColor | bill.east@us.army.mil | 2012-10-26T09:46:00 | Requirement | Space | 2C12 | ARMSTRONG - MEDIN TECH - #86439 DESERT GOLD | n/a | n/a | n/a | n/a | Clinic_076-078_Finish Schedule | n/a
FloorMaterial | bill.east@us.army.mil | 2012-10-26T09:46:00 | Requirement | Space | 2C12 | SHEET VINYL | n/a | n/a | n/a | n/a | Clinic_076-078_Finish Schedule | n/a
WallColor-East | bill.east@us.army.mil | 2012-10-26T09:46:00 | Requirement | Space | 2C12 | MATCH PT3 - Devoe # 2W19-4 CLAY PEBBLE | n/a | n/a | n/a | n/a | Clinic_076-078_Finish Schedule | n/a
WallColor-North | bill.east@us.army.mil | 2012-10-26T09:46:00 | Requirement | Space | 2C12 | MATCH PT3 - Devoe # 2W19-4 CLAY PEBBLE | n/a | n/a | n/a | n/a | Clinic_076-078_Finish Schedule | n/a
WallColor-South | bill.east@us.army.mil | 2012-10-26T09:46:00 | Requirement | Space | 2C12 | MATCH PT3 - Devoe # 2W19-4 CLAY PEBBLE | n/a | n/a | n/a | n/a | Clinic_076-078_Finish Schedule | n/a
WallColor-West | bill.east@us.army.mil | 2012-10-26T09:46:00 | Requirement | Space | 2C12 | MATCH PT3 - Devoe # 2W19-4 CLAY PEBBLE | n/a | n/a | n/a | n/a | Clinic_076-078_Finish Schedule | n/a
WallMaterial-East | bill.east@us.army.mil | 2012-10-26T09:46:00 | Requirement | Space | 2C12 | GYPSUM WALLBOARD WITH LIQUID GLAZED COATING | n/a | n/a | n/a | n/a | Clinic_076-078_Finish Schedule | n/a
WallMaterial-North | bill.east@us.army.mil | 2012-10-26T09:46:00 | Requirement | Space | 2C12 | GYPSUM WALLBOARD WITH LIQUID GLAZED COATING | n/a | n/a | n/a | n/a | Clinic_076-078_Finish Schedule | n/a
WallMaterial-South | bill.east@us.army.mil | 2012-10-26T09:46:00 | Requirement | Space | 2C12 | GYPSUM WALLBOARD WITH LIQUID GLAZED COATING | n/a | n/a | n/a | n/a | Clinic_076-078_Finish Schedule | n/a
WallMaterial-West | bill.east@us.army.mil | 2012-10-26T09:46:00 | Requirement | Space | 2C12 | GYPSUM WALLBOARD WITH LIQUID GLAZED COATING | n/a | n/a | n/a | n/a | Clinic_076-078_Finish Schedule | n/a
BaseColor | bill.east@us.army.mil | 2012-10-26T09:46:00 | Requirement | Space | 2C13 | ROPPE - 40 FAWN - 4" HIGH RUBBER COVE BASE | n/a | n/a | n/a | n/a | Clinic_076-078_Finish Schedule | n/a
BaseMaterial | bill.east@us.army.mil | 2012-10-26T09:46:00 | Requirement | Space | 2C13 | RUBBER BASE | n/a | n/a | n/a | n/a | Clinic_076-078_Finish Schedule | n/a
CeilingColor | bill.east@us.army.mil | 2012-10-26T09:46:00 | Requirement | Space | 2C13 | ARMSTRONG CEILING TILE - FINE FISSURED DURATEX; COLOR: WHITE; SERIES #1870; GRID 15/16" EXPOSED TEE GRID SYSTEM-WHITE; SIZE: 2'x2' | n/a | n/a | n/a | n/a | Clinic_076-078_Finish Schedule | n/a
CeilingMaterial | bill.east@us.army.mil | 2012-10-26T09:46:00 | Requirement | Space | 2C13 | ACOUSTICAL CEILING TILE | n/a | n/a | n/a | n/a | Clinic_076-078_Finish Schedule | n/a
FloorColor | bill.east@us.army.mil | 2012-10-26T09:46:00 | Requirement | Space | 2C13 | VAMERICAN OLEAN #A-55 DOE SIZE: 2"x2" | n/a | n/a | n/a | n/a | Clinic_076-078_Finish Schedule | n/a
FloorMaterial | bill.east@us.army.mil | 2012-10-26T09:46:00 | Requirement | Space | 2C13 | VINYL COMPOSITION TILE | n/a | n/a | n/a | n/a | Clinic_076-078_Finish Schedule | n/a
WallColor-East | bill.east@us.army.mil | 2012-10-26T09:46:00 | Requirement | Space | 2C13 | MATCH PT3 - Devoe # 2W19-4 CLAY PEBBLE | n/a | n/a | n/a | n/a | Clinic_076-078_Finish Schedule | n/a
WallColor-North | bill.east@us.army.mil | 2012-10-26T09:46:00 | Requirement | Space | 2C13 | MATCH PT3 - Devoe # 2W19-4 CLAY PEBBLE | n/a | n/a | n/a | n/a | Clinic_076-078_Finish Schedule | n/a
WallColor-South | bill.east@us.army.mil | 2012-10-26T09:46:00 | Requirement | Space | 2C13 | MATCH PT3 - Devoe # 2W19-4 CLAY PEBBLE | n/a | n/a | n/a | n/a | Clinic_076-078_Finish Schedule | n/a
WallColor-West | bill.east@us.army.mil | 2012-10-26T09:46:00 | Requirement | Space | 2C13 | MATCH PT3 - Devoe # 2W19-4 CLAY PEBBLE | n/a | n/a | n/a | n/a | Clinic_076-078_Finish Schedule | n/a
WallMaterial-East | bill.east@us.army.mil | 2012-10-26T09:46:00 | Requirement | Space | 2C13 | GYPSUM WALLBOARD WITH LIQUID GLAZED COATING | n/a | n/a | n/a | n/a | Clinic_076-078_Finish Schedule | n/a
WallMaterial-North | bill.east@us.army.mil | 2012-10-26T09:46:00 | Requirement | Space | 2C13 | GYPSUM WALLBOARD WITH LIQUID GLAZED COATING | n/a | n/a | n/a | n/a | Clinic_076-078_Finish Schedule | n/a
WallMaterial-South | bill.east@us.army.mil | 2012-10-26T09:46:00 | Requirement | Space | 2C13 | GYPSUM WALLBOARD WITH LIQUID GLAZED COATING | n/a | n/a | n/a | n/a | Clinic_076-078_Finish Schedule | n/a
WallMaterial-West | bill.east@us.army.mil | 2012-10-26T09:46:00 | Requirement | Space | 2C13 | GYPSUM WALLBOARD WITH LIQUID GLAZED COATING | n/a | n/a | n/a | n/a | Clinic_076-078_Finish Schedule | n/a
BaseColor | bill.east@us.army.mil | 2012-10-26T09:46:00 | Requirement | Space | 2C14 | ARMSTRONG - MEDINTECH - #86439 DESERT GOLD | n/a | n/a | n/a | n/a | Clinic_076-078_Finish Schedule | n/a
BaseMaterial | bill.east@us.army.mil | 2012-10-26T09:46:00 | Requirement | Space | 2C14 | INTEGRAL VINYL BASE | n/a | n/a | n/a | n/a | Clinic_076-078_Finish Schedule | n/a
CeilingColor | bill.east@us.army.mil | 2012-10-26T09:46:00 | Requirement | Space | 2C14 | ARMSTRONG CEILING TILE - CIRRUS TEGULAR; COLOR: WHITE; SERIES #534 GRID-15/16" EXPOSED TEE GRID SYSTEM-WHITE; SIZE: 2'x2'x3/4" | n/a | n/a | n/a | n/a | Clinic_076-078_Finish Schedule | n/a
CeilingMaterial | bill.east@us.army.mil | 2012-10-26T09:46:00 | Requirement | Space | 2C14 | ACOUSTICAL CEILING TILE | n/a | n/a | n/a | n/a | Clinic_076-078_Finish Schedule | n/a
FloorColor | bill.east@us.army.mil | 2012-10-26T09:46:00 | Requirement | Space | 2C14 | ARMSTRONG - MEDIN TECH - #86439 DESERT GOLD | n/a | n/a | n/a | n/a | Clinic_076-078_Finish Schedule | n/a
FloorMaterial | bill.east@us.army.mil | 2012-10-26T09:46:00 | Requirement | Space | 2C14 | SHEET VINYL | n/a | n/a | n/a | n/a | Clinic_076-078_Finish Schedule | n/a
WallColor-East | bill.east@us.army.mil | 2012-10-26T09:46:00 | Requirement | Space | 2C14 | MATCH PT3 - Devoe # 2W19-4 CLAY PEBBLE | n/a | n/a | n/a | n/a | Clinic_076-078_Finish Schedule | n/a
WallColor-North | bill.east@us.army.mil | 2012-10-26T09:46:00 | Requirement | Space | 2C14 | MATCH PT3 - Devoe # 2W19-4 CLAY PEBBLE | n/a | n/a | n/a | n/a | Clinic_076-078_Finish Schedule | n/a
WallColor-South | bill.east@us.army.mil | 2012-10-26T09:46:00 | Requirement | Space | 2C14 | MATCH PT3 - Devoe # 2W19-4 CLAY PEBBLE | n/a | n/a | n/a | n/a | Clinic_076-078_Finish Schedule | n/a
WallColor-West | bill.east@us.army.mil | 2012-10-26T09:46:00 | Requirement | Space | 2C14 | MATCH PT3 - Devoe # 2W19-4 CLAY PEBBLE | n/a | n/a | n/a | n/a | Clinic_076-078_Finish Schedule | n/a
WallMaterial-East | bill.east@us.army.mil | 2012-10-26T09:46:00 | Requirement | Space | 2C14 | GYPSUM WALLBOARD WITH LIQUID GLAZED COATING | n/a | n/a | n/a | n/a | Clinic_076-078_Finish Schedule | n/a
WallMaterial-North | bill.east@us.army.mil | 2012-10-26T09:46:00 | Requirement | Space | 2C14 | GYPSUM WALLBOARD WITH LIQUID GLAZED COATING | n/a | n/a | n/a | n/a | Clinic_076-078_Finish Schedule | n/a
WallMaterial-South | bill.east@us.army.mil | 2012-10-26T09:46:00 | Requirement | Space | 2C14 | GYPSUM WALLBOARD WITH LIQUID GLAZED COATING | n/a | n/a | n/a | n/a | Clinic_076-078_Finish Schedule | n/a
WallMaterial-West | bill.east@us.army.mil | 2012-10-26T09:46:00 | Requirement | Space | 2C14 | GYPSUM WALLBOARD WITH LIQUID GLAZED COATING | n/a | n/a | n/a | n/a | Clinic_076-078_Finish Schedule | n/a
BaseColor | bill.east@us.army.mil | 2012-10-26T09:46:00 | Requirement | Space | 2C15 | ROPPE - 40 FAWN - 4" HIGH RUBBER COVE BASE | n/a | n/a | n/a | n/a | Clinic_076-078_Finish Schedule | n/a
BaseMaterial | bill.east@us.army.mil | 2012-10-26T09:46:00 | Requirement | Space | 2C15 | RUBBER BASE | n/a | n/a | n/a | n/a | Clinic_076-078_Finish Schedule | n/a
CeilingColor | bill.east@us.army.mil | 2012-10-26T09:46:00 | Requirement | Space | 2C15 | UNFINISHED | n/a | n/a | n/a | n/a | Clinic_076-078_Finish Schedule | n/a
CeilingMaterial | bill.east@us.army.mil | 2012-10-26T09:46:00 | Requirement | Space | 2C15 | CONCRETE | n/a | n/a | n/a | n/a | Clinic_076-078_Finish Schedule | n/a
FloorColor | bill.east@us.army.mil | 2012-10-26T09:46:00 | Requirement | Space | 2C15 | VAMERICAN OLEAN #A-55 DOE SIZE: 2"x2" | n/a | n/a | n/a | n/a | Clinic_076-078_Finish Schedule | n/a
FloorMaterial | bill.east@us.army.mil | 2012-10-26T09:46:00 | Requirement | Space | 2C15 | VINYL COMPOSITION TILE | n/a | n/a | n/a | n/a | Clinic_076-078_Finish Schedule | n/a
WallColor-East | bill.east@us.army.mil | 2012-10-26T09:46:00 | Requirement | Space | 2C15 | DEVOE # 2W18-2 PRARIE BUFF | n/a | n/a | n/a | n/a | Clinic_076-078_Finish Schedule | n/a
WallColor-North | bill.east@us.army.mil | 2012-10-26T09:46:00 | Requirement | Space | 2C15 | DEVOE # 2W18-2 PRARIE BUFF | n/a | n/a | n/a | n/a | Clinic_076-078_Finish Schedule | n/a
WallColor-South | bill.east@us.army.mil | 2012-10-26T09:46:00 | Requirement | Space | 2C15 | DEVOE # 2W18-2 PRARIE BUFF | n/a | n/a | n/a | n/a | Clinic_076-078_Finish Schedule | n/a
WallColor-West | bill.east@us.army.mil | 2012-10-26T09:46:00 | Requirement | Space | 2C15 | DEVOE # 2W18-2 PRARIE BUFF | n/a | n/a | n/a | n/a | Clinic_076-078_Finish Schedule | n/a
WallMaterial-East | bill.east@us.army.mil | 2012-10-26T09:46:00 | Requirement | Space | 2C15 | GYPSUM WALLBOARD WITH PAINT | n/a | n/a | n/a | n/a | Clinic_076-078_Finish Schedule | n/a
WallMaterial-North | bill.east@us.army.mil | 2012-10-26T09:46:00 | Requirement | Space | 2C15 | GYPSUM WALLBOARD WITH PAINT | n/a | n/a | n/a | n/a | Clinic_076-078_Finish Schedule | n/a
WallMaterial-South | bill.east@us.army.mil | 2012-10-26T09:46:00 | Requirement | Space | 2C15 | GYPSUM WALLBOARD WITH PAINT | n/a | n/a | n/a | n/a | Clinic_076-078_Finish Schedule | n/a
WallMaterial-West | bill.east@us.army.mil | 2012-10-26T09:46:00 | Requirement | Space | 2C15 | GYPSUM WALLBOARD WITH PAINT | n/a | n/a | n/a | n/a | Clinic_076-078_Finish Schedule | n/a
BaseColor | bill.east@us.army.mil | 2012-10-26T09:46:00 | Requirement | Space | 2C16 | ARMSTRONG - MEDINTECH - #86439 DESERT GOLD | n/a | n/a | n/a | n/a | Clinic_076-078_Finish Schedule | n/a
BaseMaterial | bill.east@us.army.mil | 2012-10-26T09:46:00 | Requirement | Space | 2C16 | INTEGRAL VINYL BASE | n/a | n/a | n/a | n/a | Clinic_076-078_Finish Schedule | n/a
CeilingColor | bill.east@us.army.mil | 2012-10-26T09:46:00 | Requirement | Space | 2C16 | ARMSTRONG CEILING TILE - FINE FISSURED DURATEX; COLOR: WHITE; SERIES #1870; GRID 15/16" EXPOSED TEE GRID SYSTEM-WHITE; SIZE: 2'x2' | n/a | n/a | n/a | n/a | Clinic_076-078_Finish Schedule | n/a
CeilingMaterial | bill.east@us.army.mil | 2012-10-26T09:46:00 | Requirement | Space | 2C16 | ACOUSTICAL CEILING TILE | n/a | n/a | n/a | n/a | Clinic_076-078_Finish Schedule | n/a
FloorColor | bill.east@us.army.mil | 2012-10-26T09:46:00 | Requirement | Space | 2C16 | ARMSTRONG - MEDIN TECH - #86439 DESERT GOLD | n/a | n/a | n/a | n/a | Clinic_076-078_Finish Schedule | n/a
FloorMaterial | bill.east@us.army.mil | 2012-10-26T09:46:00 | Requirement | Space | 2C16 | SHEET VINYL | n/a | n/a | n/a | n/a | Clinic_076-078_Finish Schedule | n/a
WallColor-East | bill.east@us.army.mil | 2012-10-26T09:46:00 | Requirement | Space | 2C16 | MATCH PT3 - Devoe # 2W19-4 CLAY PEBBLE | n/a | n/a | n/a | n/a | Clinic_076-078_Finish Schedule | n/a
WallColor-North | bill.east@us.army.mil | 2012-10-26T09:46:00 | Requirement | Space | 2C16 | MATCH PT3 - Devoe # 2W19-4 CLAY PEBBLE | n/a | n/a | n/a | n/a | Clinic_076-078_Finish Schedule | n/a
WallColor-South | bill.east@us.army.mil | 2012-10-26T09:46:00 | Requirement | Space | 2C16 | MATCH PT3 - Devoe # 2W19-4 CLAY PEBBLE | n/a | n/a | n/a | n/a | Clinic_076-078_Finish Schedule | n/a
WallColor-West | bill.east@us.army.mil | 2012-10-26T09:46:00 | Requirement | Space | 2C16 | MATCH PT3 - Devoe # 2W19-4 CLAY PEBBLE | n/a | n/a | n/a | n/a | Clinic_076-078_Finish Schedule | n/a
WallMaterial-East | bill.east@us.army.mil | 2012-10-26T09:46:00 | Requirement | Space | 2C16 | GYPSUM WALLBOARD WITH LIQUID GLAZED COATING | n/a | n/a | n/a | n/a | Clinic_076-078_Finish Schedule | n/a
WallMaterial-North | bill.east@us.army.mil | 2012-10-26T09:46:00 | Requirement | Space | 2C16 | GYPSUM WALLBOARD WITH LIQUID GLAZED COATING | n/a | n/a | n/a | n/a | Clinic_076-078_Finish Schedule | n/a
WallMaterial-South | bill.east@us.army.mil | 2012-10-26T09:46:00 | Requirement | Space | 2C16 | GYPSUM WALLBOARD WITH LIQUID GLAZED COATING | n/a | n/a | n/a | n/a | Clinic_076-078_Finish Schedule | n/a
WallMaterial-West | bill.east@us.army.mil | 2012-10-26T09:46:00 | Requirement | Space | 2C16 | GYPSUM WALLBOARD WITH LIQUID GLAZED COATING | n/a | n/a | n/a | n/a | Clinic_076-078_Finish Schedule | n/a
BaseColor | bill.east@us.army.mil | 2012-10-26T09:46:00 | Requirement | Space | 2C17 | ARMSTRONG - MEDINTECH - #86439 DESERT GOLD | n/a | n/a | n/a | n/a | Clinic_076-078_Finish Schedule | n/a
BaseMaterial | bill.east@us.army.mil | 2012-10-26T09:46:00 | Requirement | Space | 2C17 | INTEGRAL VINYL BASE | n/a | n/a | n/a | n/a | Clinic_076-078_Finish Schedule | n/a
CeilingColor | bill.east@us.army.mil | 2012-10-26T09:46:00 | Requirement | Space | 2C17 | ARMSTRONG CEILING TILE - FINE FISSURED DURATEX; COLOR: WHITE; SERIES #1870; GRID 15/16" EXPOSED TEE GRID SYSTEM-WHITE; SIZE: 2'x2' | n/a | n/a | n/a | n/a | Clinic_076-078_Finish Schedule | n/a
CeilingMaterial | bill.east@us.army.mil | 2012-10-26T09:46:00 | Requirement | Space | 2C17 | ACOUSTICAL CEILING TILE | n/a | n/a | n/a | n/a | Clinic_076-078_Finish Schedule | n/a
FloorColor | bill.east@us.army.mil | 2012-10-26T09:46:00 | Requirement | Space | 2C17 | ARMSTRONG - MEDIN TECH - #86439 DESERT GOLD | n/a | n/a | n/a | n/a | Clinic_076-078_Finish Schedule | n/a
FloorMaterial | bill.east@us.army.mil | 2012-10-26T09:46:00 | Requirement | Space | 2C17 | SHEET VINYL | n/a | n/a | n/a | n/a | Clinic_076-078_Finish Schedule | n/a
WallColor-East | bill.east@us.army.mil | 2012-10-26T09:46:00 | Requirement | Space | 2C17 | MATCH PT3 - Devoe # 2W19-4 CLAY PEBBLE | n/a | n/a | n/a | n/a | Clinic_076-078_Finish Schedule | n/a
WallColor-North | bill.east@us.army.mil | 2012-10-26T09:46:00 | Requirement | Space | 2C17 | MATCH PT3 - Devoe # 2W19-4 CLAY PEBBLE | n/a | n/a | n/a | n/a | Clinic_076-078_Finish Schedule | n/a
WallColor-South | bill.east@us.army.mil | 2012-10-26T09:46:00 | Requirement | Space | 2C17 | MATCH PT3 - Devoe # 2W19-4 CLAY PEBBLE | n/a | n/a | n/a | n/a | Clinic_076-078_Finish Schedule | n/a
WallColor-West | bill.east@us.army.mil | 2012-10-26T09:46:00 | Requirement | Space | 2C17 | MATCH PT3 - Devoe # 2W19-4 CLAY PEBBLE | n/a | n/a | n/a | n/a | Clinic_076-078_Finish Schedule | n/a
WallMaterial-East | bill.east@us.army.mil | 2012-10-26T09:46:00 | Requirement | Space | 2C17 | GYPSUM WALLBOARD WITH LIQUID GLAZED COATING | n/a | n/a | n/a | n/a | Clinic_076-078_Finish Schedule | n/a
WallMaterial-North | bill.east@us.army.mil | 2012-10-26T09:46:00 | Requirement | Space | 2C17 | GYPSUM WALLBOARD WITH LIQUID GLAZED COATING | n/a | n/a | n/a | n/a | Clinic_076-078_Finish Schedule | n/a
WallMaterial-South | bill.east@us.army.mil | 2012-10-26T09:46:00 | Requirement | Space | 2C17 | GYPSUM WALLBOARD WITH LIQUID GLAZED COATING | n/a | n/a | n/a | n/a | Clinic_076-078_Finish Schedule | n/a
WallMaterial-West | bill.east@us.army.mil | 2012-10-26T09:46:00 | Requirement | Space | 2C17 | GYPSUM WALLBOARD WITH LIQUID GLAZED COATING | n/a | n/a | n/a | n/a | Clinic_076-078_Finish Schedule | n/a
BaseColor | bill.east@us.army.mil | 2012-10-26T09:46:00 | Requirement | Space | 2C18 | ROPPE - 40 FAWN - 4" HIGH RUBBER COVE BASE | n/a | n/a | n/a | n/a | Clinic_076-078_Finish Schedule | n/a
BaseMaterial | bill.east@us.army.mil | 2012-10-26T09:46:00 | Requirement | Space | 2C18 | RUBBER BASE | n/a | n/a | n/a | n/a | Clinic_076-078_Finish Schedule | n/a
CeilingColor | bill.east@us.army.mil | 2012-10-26T09:46:00 | Requirement | Space | 2C18 | UNFINISHED | n/a | n/a | n/a | n/a | Clinic_076-078_Finish Schedule | n/a
CeilingMaterial | bill.east@us.army.mil | 2012-10-26T09:46:00 | Requirement | Space | 2C18 | CONCRETE | n/a | n/a | n/a | n/a | Clinic_076-078_Finish Schedule | n/a
FloorColor | bill.east@us.army.mil | 2012-10-26T09:46:00 | Requirement | Space | 2C18 | VAMERICAN OLEAN #A-55 DOE SIZE: 2"x2" | n/a | n/a | n/a | n/a | Clinic_076-078_Finish Schedule | n/a
FloorMaterial | bill.east@us.army.mil | 2012-10-26T09:46:00 | Requirement | Space | 2C18 | VINYL COMPOSITION TILE | n/a | n/a | n/a | n/a | Clinic_076-078_Finish Schedule | n/a
WallColor-East | bill.east@us.army.mil | 2012-10-26T09:46:00 | Requirement | Space | 2C18 | DEVOE # 2W18-2 PRARIE BUFF | n/a | n/a | n/a | n/a | Clinic_076-078_Finish Schedule | n/a
WallColor-North | bill.east@us.army.mil | 2012-10-26T09:46:00 | Requirement | Space | 2C18 | DEVOE # 2W18-2 PRARIE BUFF | n/a | n/a | n/a | n/a | Clinic_076-078_Finish Schedule | n/a
WallColor-South | bill.east@us.army.mil | 2012-10-26T09:46:00 | Requirement | Space | 2C18 | DEVOE # 2W18-2 PRARIE BUFF | n/a | n/a | n/a | n/a | Clinic_076-078_Finish Schedule | n/a
WallColor-West | bill.east@us.army.mil | 2012-10-26T09:46:00 | Requirement | Space | 2C18 | DEVOE # 2W18-2 PRARIE BUFF | n/a | n/a | n/a | n/a | Clinic_076-078_Finish Schedule | n/a
WallMaterial-East | bill.east@us.army.mil | 2012-10-26T09:46:00 | Requirement | Space | 2C18 | GYPSUM WALLBOARD WITH PAINT | n/a | n/a | n/a | n/a | Clinic_076-078_Finish Schedule | n/a
WallMaterial-North | bill.east@us.army.mil | 2012-10-26T09:46:00 | Requirement | Space | 2C18 | GYPSUM WALLBOARD WITH PAINT | n/a | n/a | n/a | n/a | Clinic_076-078_Finish Schedule | n/a
WallMaterial-South | bill.east@us.army.mil | 2012-10-26T09:46:00 | Requirement | Space | 2C18 | GYPSUM WALLBOARD WITH PAINT | n/a | n/a | n/a | n/a | Clinic_076-078_Finish Schedule | n/a
WallMaterial-West | bill.east@us.army.mil | 2012-10-26T09:46:00 | Requirement | Space | 2C18 | GYPSUM WALLBOARD WITH PAINT | n/a | n/a | n/a | n/a | Clinic_076-078_Finish Schedule | n/a
BaseColor | bill.east@us.army.mil | 2012-10-26T09:46:00 | Requirement | Space | 2C19 | ARMSTRONG - MEDINTECH - #86439 DESERT GOLD | n/a | n/a | n/a | n/a | Clinic_076-078_Finish Schedule | n/a
BaseMaterial | bill.east@us.army.mil | 2012-10-26T09:46:00 | Requirement | Space | 2C19 | INTEGRAL VINYL BASE | n/a | n/a | n/a | n/a | Clinic_076-078_Finish Schedule | n/a
CeilingColor | bill.east@us.army.mil | 2012-10-26T09:46:00 | Requirement | Space | 2C19 | ARMSTRONG CEILING TILE - CIRRUS TEGULAR; COLOR: WHITE; SERIES #534 GRID-15/16" EXPOSED TEE GRID SYSTEM-WHITE; SIZE: 2'x2'x3/4" | n/a | n/a | n/a | n/a | Clinic_076-078_Finish Schedule | n/a
CeilingMaterial | bill.east@us.army.mil | 2012-10-26T09:46:00 | Requirement | Space | 2C19 | ACOUSTICAL CEILING TILE | n/a | n/a | n/a | n/a | Clinic_076-078_Finish Schedule | n/a
FloorColor | bill.east@us.army.mil | 2012-10-26T09:46:00 | Requirement | Space | 2C19 | ARMSTRONG - MEDIN TECH - #86439 DESERT GOLD | n/a | n/a | n/a | n/a | Clinic_076-078_Finish Schedule | n/a
FloorMaterial | bill.east@us.army.mil | 2012-10-26T09:46:00 | Requirement | Space | 2C19 | SHEET VINYL | n/a | n/a | n/a | n/a | Clinic_076-078_Finish Schedule | n/a
WallColor-East | bill.east@us.army.mil | 2012-10-26T09:46:00 | Requirement | Space | 2C19 | DEVOE # 2W18-2 PRARIE BUFF | n/a | n/a | n/a | n/a | Clinic_076-078_Finish Schedule | n/a
WallColor-North | bill.east@us.army.mil | 2012-10-26T09:46:00 | Requirement | Space | 2C19 | DEVOE # 2W18-2 PRARIE BUFF | n/a | n/a | n/a | n/a | Clinic_076-078_Finish Schedule | n/a
WallColor-South | bill.east@us.army.mil | 2012-10-26T09:46:00 | Requirement | Space | 2C19 | DEVOE # 2W18-2 PRARIE BUFF | n/a | n/a | n/a | n/a | Clinic_076-078_Finish Schedule | n/a
WallColor-West | bill.east@us.army.mil | 2012-10-26T09:46:00 | Requirement | Space | 2C19 | DEVOE # 2W18-2 PRARIE BUFF | n/a | n/a | n/a | n/a | Clinic_076-078_Finish Schedule | n/a
WallMaterial-East | bill.east@us.army.mil | 2012-10-26T09:46:00 | Requirement | Space | 2C19 | GYPSUM WALLBOARD WITH PAINT | n/a | n/a | n/a | n/a | Clinic_076-078_Finish Schedule | n/a
WallMaterial-North | bill.east@us.army.mil | 2012-10-26T09:46:00 | Requirement | Space | 2C19 | GYPSUM WALLBOARD WITH PAINT | n/a | n/a | n/a | n/a | Clinic_076-078_Finish Schedule | n/a
WallMaterial-South | bill.east@us.army.mil | 2012-10-26T09:46:00 | Requirement | Space | 2C19 | GYPSUM WALLBOARD WITH PAINT | n/a | n/a | n/a | n/a | Clinic_076-078_Finish Schedule | n/a
WallMaterial-West | bill.east@us.army.mil | 2012-10-26T09:46:00 | Requirement | Space | 2C19 | GYPSUM WALLBOARD WITH PAINT | n/a | n/a | n/a | n/a | Clinic_076-078_Finish Schedule | n/a
BaseColor | bill.east@us.army.mil | 2012-10-26T09:46:00 | Requirement | Space | 2C22 | ROPPE - 40 FAWN - 4" HIGH RUBBER COVE BASE | n/a | n/a | n/a | n/a | Clinic_076-078_Finish Schedule | n/a
BaseMaterial | bill.east@us.army.mil | 2012-10-26T09:46:00 | Requirement | Space | 2C22 | RUBBER BASE | n/a | n/a | n/a | n/a | Clinic_076-078_Finish Schedule | n/a
CeilingColor | bill.east@us.army.mil | 2012-10-26T09:46:00 | Requirement | Space | 2C22 | ARMSTRONG CEILING TILE - CIRRUS TEGULAR; COLOR: WHITE; SERIES #534 GRID-15/16" EXPOSED TEE GRID SYSTEM-WHITE; SIZE: 2'x2'x3/4" | n/a | n/a | n/a | n/a | Clinic_076-078_Finish Schedule | n/a
CeilingMaterial | bill.east@us.army.mil | 2012-10-26T09:46:00 | Requirement | Space | 2C22 | ACOUSTICAL CEILING TILE | n/a | n/a | n/a | n/a | Clinic_076-078_Finish Schedule | n/a
FloorColor | bill.east@us.army.mil | 2012-10-26T09:46:00 | Requirement | Space | 2C22 | VAMERICAN OLEAN #A-55 DOE SIZE: 2"x2",2 | n/a | n/a | n/a | n/a | Clinic_076-078_Finish Schedule | n/a
FloorMaterial | bill.east@us.army.mil | 2012-10-26T09:46:00 | Requirement | Space | 2C22 | VINYL COMPOSITION TILE | n/a | n/a | n/a | n/a | Clinic_076-078_Finish Schedule | n/a
WallColor-East | bill.east@us.army.mil | 2012-10-26T09:46:00 | Requirement | Space | 2C22 | DEVOE # 2C20-4 ROSEMARY GRAY | n/a | n/a | n/a | n/a | Clinic_076-078_Finish Schedule | n/a
WallColor-North | bill.east@us.army.mil | 2012-10-26T09:46:00 | Requirement | Space | 2C22 | DEVOE # 2W18-2 PRARIE BUFF | n/a | n/a | n/a | n/a | Clinic_076-078_Finish Schedule | n/a
WallColor-South | bill.east@us.army.mil | 2012-10-26T09:46:00 | Requirement | Space | 2C22 | DEVOE # 2W18-2 PRARIE BUFF | n/a | n/a | n/a | n/a | Clinic_076-078_Finish Schedule | n/a
WallColor-West | bill.east@us.army.mil | 2012-10-26T09:46:00 | Requirement | Space | 2C22 | DEVOE # 2W18-2 PRARIE BUFF | n/a | n/a | n/a | n/a | Clinic_076-078_Finish Schedule | n/a
WallMaterial-East | bill.east@us.army.mil | 2012-10-26T09:46:00 | Requirement | Space | 2C22 | GYPSUM WALLBOARD WITH PAINT | n/a | n/a | n/a | n/a | Clinic_076-078_Finish Schedule | n/a
WallMaterial-North | bill.east@us.army.mil | 2012-10-26T09:46:00 | Requirement | Space | 2C22 | GYPSUM WALLBOARD WITH PAINT | n/a | n/a | n/a | n/a | Clinic_076-078_Finish Schedule | n/a
WallMaterial-South | bill.east@us.army.mil | 2012-10-26T09:46:00 | Requirement | Space | 2C22 | GYPSUM WALLBOARD WITH PAINT | n/a | n/a | n/a | n/a | Clinic_076-078_Finish Schedule | n/a
WallMaterial-West | bill.east@us.army.mil | 2012-10-26T09:46:00 | Requirement | Space | 2C22 | GYPSUM WALLBOARD WITH PAINT | n/a | n/a | n/a | n/a | Clinic_076-078_Finish Schedule | n/a
BaseColor | bill.east@us.army.mil | 2012-10-26T09:46:00 | Requirement | Space | 2C23 | DAL - TILE - #D-1452 CYPRESS - SIZE 4"X 4" | n/a | n/a | n/a | n/a | Clinic_076-078_Finish Schedule | n/a
BaseMaterial | bill.east@us.army.mil | 2012-10-26T09:46:00 | Requirement | Space | 2C23 | MAT GLAZED TILE | n/a | n/a | n/a | n/a | Clinic_076-078_Finish Schedule | n/a
CeilingColor | bill.east@us.army.mil | 2012-10-26T09:46:00 | Requirement | Space | 2C23 | ARMSTRONG CEILING TILE - FINE FISSURED DURATEX; COLOR: WHITE; SERIES #1870; GRID 15/16" EXPOSED TEE GRID SYSTEM-WHITE; SIZE: 2'x2' | n/a | n/a | n/a | n/a | Clinic_076-078_Finish Schedule | n/a
CeilingMaterial | bill.east@us.army.mil | 2012-10-26T09:46:00 | Requirement | Space | 2C23 | ACOUSTICAL CEILING TILE | n/a | n/a | n/a | n/a | Clinic_076-078_Finish Schedule | n/a
FloorColor | bill.east@us.army.mil | 2012-10-26T09:46:00 | Requirement | Space | 2C23 | AMERICAN OLEAN #A-55 DOE SIZE: 2"x2" | n/a | n/a | n/a | n/a | Clinic_076-078_Finish Schedule | n/a
FloorMaterial | bill.east@us.army.mil | 2012-10-26T09:46:00 | Requirement | Space | 2C23 | CERAMIC TILE | n/a | n/a | n/a | n/a | Clinic_076-078_Finish Schedule | n/a
WallColor-East | bill.east@us.army.mil | 2012-10-26T09:46:00 | Requirement | Space | 2C23 | DAL - TILE - #D-1452 CYPRESS - SIZE 4"X 4" | n/a | n/a | n/a | n/a | Clinic_076-078_Finish Schedule | n/a
WallColor-North | bill.east@us.army.mil | 2012-10-26T09:46:00 | Requirement | Space | 2C23 | DAL - TILE - #D-1452 CYPRESS - SIZE 4"X 4" | n/a | n/a | n/a | n/a | Clinic_076-078_Finish Schedule | n/a
WallColor-South | bill.east@us.army.mil | 2012-10-26T09:46:00 | Requirement | Space | 2C23 | DAL - TILE - #D-1452 CYPRESS - SIZE 4"X 4" | n/a | n/a | n/a | n/a | Clinic_076-078_Finish Schedule | n/a
WallColor-West | bill.east@us.army.mil | 2012-10-26T09:46:00 | Requirement | Space | 2C23 | DAL - TILE - #D-1452 CYPRESS - SIZE 4"X 4" | n/a | n/a | n/a | n/a | Clinic_076-078_Finish Schedule | n/a
WallMaterial-East | bill.east@us.army.mil | 2012-10-26T09:46:00 | Requirement | Space | 2C23 | MAT GLAZED TILE | n/a | n/a | n/a | n/a | Clinic_076-078_Finish Schedule | n/a
WallMaterial-North | bill.east@us.army.mil | 2012-10-26T09:46:00 | Requirement | Space | 2C23 | MAT GLAZED TILE | n/a | n/a | n/a | n/a | Clinic_076-078_Finish Schedule | n/a
WallMaterial-South | bill.east@us.army.mil | 2012-10-26T09:46:00 | Requirement | Space | 2C23 | MAT GLAZED TILE | n/a | n/a | n/a | n/a | Clinic_076-078_Finish Schedule | n/a
WallMaterial-West | bill.east@us.army.mil | 2012-10-26T09:46:00 | Requirement | Space | 2C23 | MAT GLAZED TILE | n/a | n/a | n/a | n/a | Clinic_076-078_Finish Schedule | n/a
BaseColor | bill.east@us.army.mil | 2012-10-26T09:46:00 | Requirement | Space | 2C24 | DAL - TILE - #D-1452 CYPRESS - SIZE 4"X 4" | n/a | n/a | n/a | n/a | Clinic_076-078_Finish Schedule | n/a
BaseMaterial | bill.east@us.army.mil | 2012-10-26T09:46:00 | Requirement | Space | 2C24 | MAT GLAZED TILE | n/a | n/a | n/a | n/a | Clinic_076-078_Finish Schedule | n/a
CeilingColor | bill.east@us.army.mil | 2012-10-26T09:46:00 | Requirement | Space | 2C24 | ARMSTRONG CEILING TILE - FINE FISSURED DURATEX; COLOR: WHITE; SERIES #1870; GRID 15/16" EXPOSED TEE GRID SYSTEM-WHITE; SIZE: 2'x2' | n/a | n/a | n/a | n/a | Clinic_076-078_Finish Schedule | n/a
CeilingMaterial | bill.east@us.army.mil | 2012-10-26T09:46:00 | Requirement | Space | 2C24 | ACOUSTICAL CEILING TILE | n/a | n/a | n/a | n/a | Clinic_076-078_Finish Schedule | n/a
FloorColor | bill.east@us.army.mil | 2012-10-26T09:46:00 | Requirement | Space | 2C24 | AMERICAN OLEAN #A-55 DOE SIZE: 2"x2" | n/a | n/a | n/a | n/a | Clinic_076-078_Finish Schedule | n/a
FloorMaterial | bill.east@us.army.mil | 2012-10-26T09:46:00 | Requirement | Space | 2C24 | CERAMIC TILE | n/a | n/a | n/a | n/a | Clinic_076-078_Finish Schedule | n/a
WallColor-East | bill.east@us.army.mil | 2012-10-26T09:46:00 | Requirement | Space | 2C24 | DAL - TILE - #D-1452 CYPRESS - SIZE 4"X 4" | n/a | n/a | n/a | n/a | Clinic_076-078_Finish Schedule | n/a
WallColor-North | bill.east@us.army.mil | 2012-10-26T09:46:00 | Requirement | Space | 2C24 | DAL - TILE - #D-1452 CYPRESS - SIZE 4"X 4" | n/a | n/a | n/a | n/a | Clinic_076-078_Finish Schedule | n/a
WallColor-South | bill.east@us.army.mil | 2012-10-26T09:46:00 | Requirement | Space | 2C24 | DAL - TILE - #D-1452 CYPRESS - SIZE 4"X 4" | n/a | n/a | n/a | n/a | Clinic_076-078_Finish Schedule | n/a
WallColor-West | bill.east@us.army.mil | 2012-10-26T09:46:00 | Requirement | Space | 2C24 | DAL - TILE - #D-1452 CYPRESS - SIZE 4"X 4" | n/a | n/a | n/a | n/a | Clinic_076-078_Finish Schedule | n/a
WallMaterial-East | bill.east@us.army.mil | 2012-10-26T09:46:00 | Requirement | Space | 2C24 | MAT GLAZED TILE | n/a | n/a | n/a | n/a | Clinic_076-078_Finish Schedule | n/a
WallMaterial-North | bill.east@us.army.mil | 2012-10-26T09:46:00 | Requirement | Space | 2C24 | MAT GLAZED TILE | n/a | n/a | n/a | n/a | Clinic_076-078_Finish Schedule | n/a
WallMaterial-South | bill.east@us.army.mil | 2012-10-26T09:46:00 | Requirement | Space | 2C24 | MAT GLAZED TILE | n/a | n/a | n/a | n/a | Clinic_076-078_Finish Schedule | n/a
WallMaterial-West | bill.east@us.army.mil | 2012-10-26T09:46:00 | Requirement | Space | 2C24 | MAT GLAZED TILE | n/a | n/a | n/a | n/a | Clinic_076-078_Finish Schedule | n/a
BaseColor | bill.east@us.army.mil | 2012-10-26T09:46:00 | Requirement | Space | 2CC1 | ROPPE - 40 FAWN - 4" HIGH RUBBER COVE BASE | n/a | n/a | n/a | n/a | Clinic_076-078_Finish Schedule | n/a
BaseMaterial | bill.east@us.army.mil | 2012-10-26T09:46:00 | Requirement | Space | 2CC1 | RUBBER BASE | n/a | n/a | n/a | n/a | Clinic_076-078_Finish Schedule | n/a
CeilingColor | bill.east@us.army.mil | 2012-10-26T09:46:00 | Requirement | Space | 2CC1 | ARMSTRONG CEILING TILE - CIRRUS TEGULAR; COLOR: WHITE; SERIES #534 GRID-15/16" EXPOSED TEE GRID SYSTEM-WHITE; SIZE: 2'x2'x3/4" | n/a | n/a | n/a | n/a | Clinic_076-078_Finish Schedule | n/a
CeilingMaterial | bill.east@us.army.mil | 2012-10-26T09:46:00 | Requirement | Space | 2CC1 | ACOUSTICAL CEILING TILE | n/a | n/a | n/a | n/a | Clinic_076-078_Finish Schedule | n/a
FloorColor | bill.east@us.army.mil | 2012-10-26T09:46:00 | Requirement | Space | 2CC1 | VAMERICAN OLEAN #A-55 DOE SIZE: 2"x2" | n/a | n/a | n/a | n/a | Clinic_076-078_Finish Schedule | n/a
FloorMaterial | bill.east@us.army.mil | 2012-10-26T09:46:00 | Requirement | Space | 2CC1 | VINYL COMPOSITION TILE | n/a | n/a | n/a | n/a | Clinic_076-078_Finish Schedule | n/a
WallColor-East | bill.east@us.army.mil | 2012-10-26T09:46:00 | Requirement | Space | 2CC1 | DEVOE # 2W18-2 PRARIE BUFF | n/a | n/a | n/a | n/a | Clinic_076-078_Finish Schedule | n/a
WallColor-North | bill.east@us.army.mil | 2012-10-26T09:46:00 | Requirement | Space | 2CC1 | DEVOE # 2W18-2 PRARIE BUFF | n/a | n/a | n/a | n/a | Clinic_076-078_Finish Schedule | n/a
WallColor-South | bill.east@us.army.mil | 2012-10-26T09:46:00 | Requirement | Space | 2CC1 | DEVOE # 2C20-4 ROSEMARY GRAY | n/a | n/a | n/a | n/a | Clinic_076-078_Finish Schedule | n/a
WallColor-West | bill.east@us.army.mil | 2012-10-26T09:46:00 | Requirement | Space | 2CC1 | DEVOE # 2W18-2 PRARIE BUFF | n/a | n/a | n/a | n/a | Clinic_076-078_Finish Schedule | n/a
WallMaterial-East | bill.east@us.army.mil | 2012-10-26T09:46:00 | Requirement | Space | 2CC1 | GYPSUM WALLBOARD WITH PAINT | n/a | n/a | n/a | n/a | Clinic_076-078_Finish Schedule | n/a
WallMaterial-North | bill.east@us.army.mil | 2012-10-26T09:46:00 | Requirement | Space | 2CC1 | GYPSUM WALLBOARD WITH PAINT | n/a | n/a | n/a | n/a | Clinic_076-078_Finish Schedule | n/a
WallMaterial-South | bill.east@us.army.mil | 2012-10-26T09:46:00 | Requirement | Space | 2CC1 | GYPSUM WALLBOARD WITH PAINT | n/a | n/a | n/a | n/a | Clinic_076-078_Finish Schedule | n/a
WallMaterial-West | bill.east@us.army.mil | 2012-10-26T09:46:00 | Requirement | Space | 2CC1 | GYPSUM WALLBOARD WITH PAINT | n/a | n/a | n/a | n/a | Clinic_076-078_Finish Schedule | n/a
BaseColor | bill.east@us.army.mil | 2012-10-26T09:46:00 | Requirement | Space | 2CC2 | ROPPE - 40 FAWN - 4" HIGH RUBBER COVE BASE | n/a | n/a | n/a | n/a | Clinic_076-078_Finish Schedule | n/a
BaseMaterial | bill.east@us.army.mil | 2012-10-26T09:46:00 | Requirement | Space | 2CC2 | RUBBER BASE | n/a | n/a | n/a | n/a | Clinic_076-078_Finish Schedule | n/a
CeilingColor | bill.east@us.army.mil | 2012-10-26T09:46:00 | Requirement | Space | 2CC2 | ARMSTRONG CEILING TILE - CIRRUS TEGULAR; COLOR: WHITE; SERIES #534 GRID-15/16" EXPOSED TEE GRID SYSTEM-WHITE; SIZE: 2'x2'x3/4" | n/a | n/a | n/a | n/a | Clinic_076-078_Finish Schedule | n/a
CeilingMaterial | bill.east@us.army.mil | 2012-10-26T09:46:00 | Requirement | Space | 2CC2 | ACOUSTICAL CEILING TILE | n/a | n/a | n/a | n/a | Clinic_076-078_Finish Schedule | n/a
FloorColor | bill.east@us.army.mil | 2012-10-26T09:46:00 | Requirement | Space | 2CC2 | INTERFACE - CARIBBEAN #3063 SEA TURTLE | n/a | n/a | n/a | n/a | Clinic_076-078_Finish Schedule | n/a
FloorMaterial | bill.east@us.army.mil | 2012-10-26T09:46:00 | Requirement | Space | 2CC2 | CARPET | n/a | n/a | n/a | n/a | Clinic_076-078_Finish Schedule | n/a
WallColor-East | bill.east@us.army.mil | 2012-10-26T09:46:00 | Requirement | Space | 2CC2 | DEVOE # 2W18-2 PRARIE BUFF | n/a | n/a | n/a | n/a | Clinic_076-078_Finish Schedule | n/a
WallColor-North | bill.east@us.army.mil | 2012-10-26T09:46:00 | Requirement | Space | 2CC2 | DEVOE # 2W18-2 PRARIE BUFF | n/a | n/a | n/a | n/a | Clinic_076-078_Finish Schedule | n/a
WallColor-South | bill.east@us.army.mil | 2012-10-26T09:46:00 | Requirement | Space | 2CC2 | DEVOE # 2W18-2 PRARIE BUFF | n/a | n/a | n/a | n/a | Clinic_076-078_Finish Schedule | n/a
WallColor-West | bill.east@us.army.mil | 2012-10-26T09:46:00 | Requirement | Space | 2CC2 | DEVOE # 2C20-4 ROSEMARY GRAY | n/a | n/a | n/a | n/a | Clinic_076-078_Finish Schedule | n/a
WallMaterial-East | bill.east@us.army.mil | 2012-10-26T09:46:00 | Requirement | Space | 2CC2 | GYPSUM WALLBOARD WITH PAINT | n/a | n/a | n/a | n/a | Clinic_076-078_Finish Schedule | n/a
WallMaterial-North | bill.east@us.army.mil | 2012-10-26T09:46:00 | Requirement | Space | 2CC2 | GYPSUM WALLBOARD WITH PAINT | n/a | n/a | n/a | n/a | Clinic_076-078_Finish Schedule | n/a
WallMaterial-South | bill.east@us.army.mil | 2012-10-26T09:46:00 | Requirement | Space | 2CC2 | GYPSUM WALLBOARD WITH PAINT | n/a | n/a | n/a | n/a | Clinic_076-078_Finish Schedule | n/a
WallMaterial-West | bill.east@us.army.mil | 2012-10-26T09:46:00 | Requirement | Space | 2CC2 | GYPSUM WALLBOARD WITH PAINT | n/a | n/a | n/a | n/a | Clinic_076-078_Finish Schedule | n/a
BaseColor | bill.east@us.army.mil | 2012-10-26T09:46:00 | Requirement | Space | 2CC3 | ROPPE - 40 FAWN - 4" HIGH RUBBER COVE BASE | n/a | n/a | n/a | n/a | Clinic_076-078_Finish Schedule | n/a
BaseMaterial | bill.east@us.army.mil | 2012-10-26T09:46:00 | Requirement | Space | 2CC3 | RUBBER BASE | n/a | n/a | n/a | n/a | Clinic_076-078_Finish Schedule | n/a
CeilingColor | bill.east@us.army.mil | 2012-10-26T09:46:00 | Requirement | Space | 2CC3 | ARMSTRONG CEILING TILE - CIRRUS TEGULAR; COLOR: WHITE; SERIES #534 GRID-15/16" EXPOSED TEE GRID SYSTEM-WHITE; SIZE: 2'x2'x3/4" | n/a | n/a | n/a | n/a | Clinic_076-078_Finish Schedule | n/a
CeilingMaterial | bill.east@us.army.mil | 2012-10-26T09:46:00 | Requirement | Space | 2CC3 | ACOUSTICAL CEILING TILE | n/a | n/a | n/a | n/a | Clinic_076-078_Finish Schedule | n/a
FloorColor | bill.east@us.army.mil | 2012-10-26T09:46:00 | Requirement | Space | 2CC3 | VAMERICAN OLEAN #A-55 DOE SIZE: 2"x2",2 | n/a | n/a | n/a | n/a | Clinic_076-078_Finish Schedule | n/a
FloorMaterial | bill.east@us.army.mil | 2012-10-26T09:46:00 | Requirement | Space | 2CC3 | VINYL COMPOSITION TILE | n/a | n/a | n/a | n/a | Clinic_076-078_Finish Schedule | n/a
WallColor-East | bill.east@us.army.mil | 2012-10-26T09:46:00 | Requirement | Space | 2CC3 | DEVOE # 2W18-2 PRARIE BUFF | n/a | n/a | n/a | n/a | Clinic_076-078_Finish Schedule | n/a
WallColor-North | bill.east@us.army.mil | 2012-10-26T09:46:00 | Requirement | Space | 2CC3 | DEVOE # 2W18-2 PRARIE BUFF | n/a | n/a | n/a | n/a | Clinic_076-078_Finish Schedule | n/a
WallColor-South | bill.east@us.army.mil | 2012-10-26T09:46:00 | Requirement | Space | 2CC3 | DEVOE # 2W18-2 PRARIE BUFF | n/a | n/a | n/a | n/a | Clinic_076-078_Finish Schedule | n/a
WallColor-West | bill.east@us.army.mil | 2012-10-26T09:46:00 | Requirement | Space | 2CC3 | DEVOE # 2C20-4 ROSEMARY GRAY | n/a | n/a | n/a | n/a | Clinic_076-078_Finish Schedule | n/a
WallMaterial-East | bill.east@us.army.mil | 2012-10-26T09:46:00 | Requirement | Space | 2CC3 | GYPSUM WALLBOARD WITH PAINT | n/a | n/a | n/a | n/a | Clinic_076-078_Finish Schedule | n/a
WallMaterial-North | bill.east@us.army.mil | 2012-10-26T09:46:00 | Requirement | Space | 2CC3 | GYPSUM WALLBOARD WITH PAINT | n/a | n/a | n/a | n/a | Clinic_076-078_Finish Schedule | n/a
WallMaterial-South | bill.east@us.army.mil | 2012-10-26T09:46:00 | Requirement | Space | 2CC3 | GYPSUM WALLBOARD WITH PAINT | n/a | n/a | n/a | n/a | Clinic_076-078_Finish Schedule | n/a
WallMaterial-West | bill.east@us.army.mil | 2012-10-26T09:46:00 | Requirement | Space | 2CC3 | GYPSUM WALLBOARD WITH PAINT | n/a | n/a | n/a | n/a | Clinic_076-078_Finish Schedule | n/a
BaseColor | bill.east@us.army.mil | 2012-10-26T09:46:00 | Requirement | Space | 2CC4 | ROPPE - 40 FAWN - 4" HIGH RUBBER COVE BASE | n/a | n/a | n/a | n/a | Clinic_076-078_Finish Schedule | n/a
BaseMaterial | bill.east@us.army.mil | 2012-10-26T09:46:00 | Requirement | Space | 2CC4 | RUBBER BASE | n/a | n/a | n/a | n/a | Clinic_076-078_Finish Schedule | n/a
CeilingColor | bill.east@us.army.mil | 2012-10-26T09:46:00 | Requirement | Space | 2CC4 | ARMSTRONG CEILING TILE - CIRRUS TEGULAR; COLOR: WHITE; SERIES #534 GRID-15/16" EXPOSED TEE GRID SYSTEM-WHITE; SIZE: 2'x2'x3/4" | n/a | n/a | n/a | n/a | Clinic_076-078_Finish Schedule | n/a
CeilingMaterial | bill.east@us.army.mil | 2012-10-26T09:46:00 | Requirement | Space | 2CC4 | ACOUSTICAL CEILING TILE | n/a | n/a | n/a | n/a | Clinic_076-078_Finish Schedule | n/a
FloorColor | bill.east@us.army.mil | 2012-10-26T09:46:00 | Requirement | Space | 2CC4 | VAMERICAN OLEAN #A-55 DOE SIZE: 2"x2",2 | n/a | n/a | n/a | n/a | Clinic_076-078_Finish Schedule | n/a
FloorMaterial | bill.east@us.army.mil | 2012-10-26T09:46:00 | Requirement | Space | 2CC4 | VINYL COMPOSITION TILE | n/a | n/a | n/a | n/a | Clinic_076-078_Finish Schedule | n/a
WallColor-East | bill.east@us.army.mil | 2012-10-26T09:46:00 | Requirement | Space | 2CC4 | DEVOE # 2W18-2 PRARIE BUFF | n/a | n/a | n/a | n/a | Clinic_076-078_Finish Schedule | n/a
WallColor-North | bill.east@us.army.mil | 2012-10-26T09:46:00 | Requirement | Space | 2CC4 | DEVOE # 2W18-2 PRARIE BUFF | n/a | n/a | n/a | n/a | Clinic_076-078_Finish Schedule | n/a
WallColor-South | bill.east@us.army.mil | 2012-10-26T09:46:00 | Requirement | Space | 2CC4 | DEVOE # 2W18-2 PRARIE BUFF | n/a | n/a | n/a | n/a | Clinic_076-078_Finish Schedule | n/a
WallColor-West | bill.east@us.army.mil | 2012-10-26T09:46:00 | Requirement | Space | 2CC4 | DEVOE # 2W18-2 PRARIE BUFF | n/a | n/a | n/a | n/a | Clinic_076-078_Finish Schedule | n/a
WallMaterial-East | bill.east@us.army.mil | 2012-10-26T09:46:00 | Requirement | Space | 2CC4 | GYPSUM WALLBOARD WITH PAINT | n/a | n/a | n/a | n/a | Clinic_076-078_Finish Schedule | n/a
WallMaterial-North | bill.east@us.army.mil | 2012-10-26T09:46:00 | Requirement | Space | 2CC4 | GYPSUM WALLBOARD WITH PAINT | n/a | n/a | n/a | n/a | Clinic_076-078_Finish Schedule | n/a
WallMaterial-South | bill.east@us.army.mil | 2012-10-26T09:46:00 | Requirement | Space | 2CC4 | GYPSUM WALLBOARD WITH PAINT | n/a | n/a | n/a | n/a | Clinic_076-078_Finish Schedule | n/a
WallMaterial-West | bill.east@us.army.mil | 2012-10-26T09:46:00 | Requirement | Space | 2CC4 | GYPSUM WALLBOARD WITH PAINT | n/a | n/a | n/a | n/a | Clinic_076-078_Finish Schedule | n/a
BaseColor | bill.east@us.army.mil | 2012-10-26T09:46:00 | Requirement | Space | 2CC5 | ARMSTRONG - MEDINTECH - #86439 DESERT GOLD | n/a | n/a | n/a | n/a | Clinic_076-078_Finish Schedule | n/a
BaseMaterial | bill.east@us.army.mil | 2012-10-26T09:46:00 | Requirement | Space | 2CC5 | INTEGRAL VINYL BASE | n/a | n/a | n/a | n/a | Clinic_076-078_Finish Schedule | n/a
CeilingColor | bill.east@us.army.mil | 2012-10-26T09:46:00 | Requirement | Space | 2CC5 | ARMSTRONG CEILING TILE - CIRRUS TEGULAR; COLOR: WHITE; SERIES #534 GRID-15/16" EXPOSED TEE GRID SYSTEM-WHITE; SIZE: 2'x2'x3/4" | n/a | n/a | n/a | n/a | Clinic_076-078_Finish Schedule | n/a
CeilingMaterial | bill.east@us.army.mil | 2012-10-26T09:46:00 | Requirement | Space | 2CC5 | ACOUSTICAL CEILING TILE | n/a | n/a | n/a | n/a | Clinic_076-078_Finish Schedule | n/a
FloorColor | bill.east@us.army.mil | 2012-10-26T09:46:00 | Requirement | Space | 2CC5 | ARMSTRONG - MEDIN TECH - #86439 DESERT GOLD | n/a | n/a | n/a | n/a | Clinic_076-078_Finish Schedule | n/a
FloorMaterial | bill.east@us.army.mil | 2012-10-26T09:46:00 | Requirement | Space | 2CC5 | SHEET VINYL | n/a | n/a | n/a | n/a | Clinic_076-078_Finish Schedule | n/a
WallColor-East | bill.east@us.army.mil | 2012-10-26T09:46:00 | Requirement | Space | 2CC5 | DEVOE # 2W18-2 PRARIE BUFF | n/a | n/a | n/a | n/a | Clinic_076-078_Finish Schedule | n/a
WallColor-North | bill.east@us.army.mil | 2012-10-26T09:46:00 | Requirement | Space | 2CC5 | DEVOE # 2W18-2 PRARIE BUFF | n/a | n/a | n/a | n/a | Clinic_076-078_Finish Schedule | n/a
WallColor-South | bill.east@us.army.mil | 2012-10-26T09:46:00 | Requirement | Space | 2CC5 | DEVOE # 2W18-2 PRARIE BUFF | n/a | n/a | n/a | n/a | Clinic_076-078_Finish Schedule | n/a
WallColor-West | bill.east@us.army.mil | 2012-10-26T09:46:00 | Requirement | Space | 2CC5 | DEVOE # 2W18-2 PRARIE BUFF | n/a | n/a | n/a | n/a | Clinic_076-078_Finish Schedule | n/a
WallMaterial-East | bill.east@us.army.mil | 2012-10-26T09:46:00 | Requirement | Space | 2CC5 | GYPSUM WALLBOARD WITH PAINT | n/a | n/a | n/a | n/a | Clinic_076-078_Finish Schedule | n/a
WallMaterial-North | bill.east@us.army.mil | 2012-10-26T09:46:00 | Requirement | Space | 2CC5 | GYPSUM WALLBOARD WITH PAINT | n/a | n/a | n/a | n/a | Clinic_076-078_Finish Schedule | n/a
WallMaterial-South | bill.east@us.army.mil | 2012-10-26T09:46:00 | Requirement | Space | 2CC5 | GYPSUM WALLBOARD WITH PAINT | n/a | n/a | n/a | n/a | Clinic_076-078_Finish Schedule | n/a
WallMaterial-West | bill.east@us.army.mil | 2012-10-26T09:46:00 | Requirement | Space | 2CC5 | GYPSUM WALLBOARD WITH PAINT | n/a | n/a | n/a | n/a | Clinic_076-078_Finish Schedule | n/a
BaseColor | bill.east@us.army.mil | 2012-10-26T09:46:00 | Requirement | Space | 2CS3 | ROPPE - 40 FAWN - 4" HIGH RUBBER COVE BASE | n/a | n/a | n/a | n/a | Clinic_076-078_Finish Schedule | n/a
BaseMaterial | bill.east@us.army.mil | 2012-10-26T09:46:00 | Requirement | Space | 2CS3 | RUBBER BASE | n/a | n/a | n/a | n/a | Clinic_076-078_Finish Schedule | n/a
CeilingColor | bill.east@us.army.mil | 2012-10-26T09:46:00 | Requirement | Space | 2CS3 | ARMSTRONG CEILING TILE - CIRRUS TEGULAR; COLOR: WHITE; SERIES #534 GRID-15/16" EXPOSED TEE GRID SYSTEM-WHITE; SIZE: 2'x2'x3/4" | n/a | n/a | n/a | n/a | Clinic_076-078_Finish Schedule | n/a
CeilingMaterial | bill.east@us.army.mil | 2012-10-26T09:46:00 | Requirement | Space | 2CS3 | ACOUSTICAL CEILING TILE | n/a | n/a | n/a | n/a | Clinic_076-078_Finish Schedule | n/a
FloorColor | bill.east@us.army.mil | 2012-10-26T09:46:00 | Requirement | Space | 2CS3 | VAMERICAN OLEAN #A-55 DOE SIZE: 2"x2" | n/a | n/a | n/a | n/a | Clinic_076-078_Finish Schedule | n/a
FloorMaterial | bill.east@us.army.mil | 2012-10-26T09:46:00 | Requirement | Space | 2CS3 | VINYL COMPOSITION TILE | n/a | n/a | n/a | n/a | Clinic_076-078_Finish Schedule | n/a
WallColor-East | bill.east@us.army.mil | 2012-10-26T09:46:00 | Requirement | Space | 2CS3 | DEVOE # 2C20-4 ROSEMARY GRAY | n/a | n/a | n/a | n/a | Clinic_076-078_Finish Schedule | n/a
WallColor-North | bill.east@us.army.mil | 2012-10-26T09:46:00 | Requirement | Space | 2CS3 | DEVOE # 2W18-2 PRARIE BUFF | n/a | n/a | n/a | n/a | Clinic_076-078_Finish Schedule | n/a
WallColor-South | bill.east@us.army.mil | 2012-10-26T09:46:00 | Requirement | Space | 2CS3 | DEVOE # 2W18-2 PRARIE BUFF | n/a | n/a | n/a | n/a | Clinic_076-078_Finish Schedule | n/a
WallColor-West | bill.east@us.army.mil | 2012-10-26T09:46:00 | Requirement | Space | 2CS3 | DEVOE # 2W18-2 PRARIE BUFF | n/a | n/a | n/a | n/a | Clinic_076-078_Finish Schedule | n/a
WallMaterial-East | bill.east@us.army.mil | 2012-10-26T09:46:00 | Requirement | Space | 2CS3 | GYPSUM WALLBOARD WITH PAINT | n/a | n/a | n/a | n/a | Clinic_076-078_Finish Schedule | n/a
WallMaterial-North | bill.east@us.army.mil | 2012-10-26T09:46:00 | Requirement | Space | 2CS3 | GYPSUM WALLBOARD WITH PAINT | n/a | n/a | n/a | n/a | Clinic_076-078_Finish Schedule | n/a
WallMaterial-South | bill.east@us.army.mil | 2012-10-26T09:46:00 | Requirement | Space | 2CS3 | GYPSUM WALLBOARD WITH PAINT | n/a | n/a | n/a | n/a | Clinic_076-078_Finish Schedule | n/a
WallMaterial-West | bill.east@us.army.mil | 2012-10-26T09:46:00 | Requirement | Space | 2CS3 | GYPSUM WALLBOARD WITH PAINT | n/a | n/a | n/a | n/a | Clinic_076-078_Finish Schedule | n/a
BaseColor | bill.east@us.army.mil | 2012-10-26T09:46:00 | Requirement | Space | 2D01 | ROPPE - 40 FAWN - 4" HIGH RUBBER COVE BASE | n/a | n/a | n/a | n/a | Clinic_076-078_Finish Schedule | n/a
BaseMaterial | bill.east@us.army.mil | 2012-10-26T09:46:00 | Requirement | Space | 2D01 | RUBBER BASE | n/a | n/a | n/a | n/a | Clinic_076-078_Finish Schedule | n/a
CeilingColor | bill.east@us.army.mil | 2012-10-26T09:46:00 | Requirement | Space | 2D01 | ARMSTRONG CEILING TILE - CIRRUS TEGULAR; COLOR: WHITE; SERIES #534 GRID-15/16" EXPOSED TEE GRID SYSTEM-WHITE; SIZE: 2'x2'x3/4" | n/a | n/a | n/a | n/a | Clinic_076-078_Finish Schedule | n/a
CeilingMaterial | bill.east@us.army.mil | 2012-10-26T09:46:00 | Requirement | Space | 2D01 | ACOUSTICAL CEILING TILE | n/a | n/a | n/a | n/a | Clinic_076-078_Finish Schedule | n/a
FloorColor | bill.east@us.army.mil | 2012-10-26T09:46:00 | Requirement | Space | 2D01 | VAMERICAN OLEAN #A-55 DOE SIZE: 2"x2" | n/a | n/a | n/a | n/a | Clinic_076-078_Finish Schedule | n/a
FloorMaterial | bill.east@us.army.mil | 2012-10-26T09:46:00 | Requirement | Space | 2D01 | VINYL COMPOSITION TILE | n/a | n/a | n/a | n/a | Clinic_076-078_Finish Schedule | n/a
WallColor-East | bill.east@us.army.mil | 2012-10-26T09:46:00 | Requirement | Space | 2D01 | DEVOE # 2W18-2 PRARIE BUFF | n/a | n/a | n/a | n/a | Clinic_076-078_Finish Schedule | n/a
WallColor-North | bill.east@us.army.mil | 2012-10-26T09:46:00 | Requirement | Space | 2D01 | DEVOE # 2W18-2 PRARIE BUFF | n/a | n/a | n/a | n/a | Clinic_076-078_Finish Schedule | n/a
WallColor-South | bill.east@us.army.mil | 2012-10-26T09:46:00 | Requirement | Space | 2D01 | DEVOE # 2W18-2 PRARIE BUFF | n/a | n/a | n/a | n/a | Clinic_076-078_Finish Schedule | n/a
WallColor-West | bill.east@us.army.mil | 2012-10-26T09:46:00 | Requirement | Space | 2D01 | DEVOE # 2W18-2 PRARIE BUFF | n/a | n/a | n/a | n/a | Clinic_076-078_Finish Schedule | n/a
WallMaterial-East | bill.east@us.army.mil | 2012-10-26T09:46:00 | Requirement | Space | 2D01 | GYPSUM WALLBOARD WITH PAINT | n/a | n/a | n/a | n/a | Clinic_076-078_Finish Schedule | n/a
WallMaterial-North | bill.east@us.army.mil | 2012-10-26T09:46:00 | Requirement | Space | 2D01 | GYPSUM WALLBOARD WITH PAINT | n/a | n/a | n/a | n/a | Clinic_076-078_Finish Schedule | n/a
WallMaterial-South | bill.east@us.army.mil | 2012-10-26T09:46:00 | Requirement | Space | 2D01 | GYPSUM WALLBOARD WITH PAINT | n/a | n/a | n/a | n/a | Clinic_076-078_Finish Schedule | n/a
WallMaterial-West | bill.east@us.army.mil | 2012-10-26T09:46:00 | Requirement | Space | 2D01 | GYPSUM WALLBOARD WITH PAINT | n/a | n/a | n/a | n/a | Clinic_076-078_Finish Schedule | n/a
BaseColor | bill.east@us.army.mil | 2012-10-26T09:46:00 | Requirement | Space | 2D02 | ROPPE - 40 FAWN - 4" HIGH RUBBER COVE BASE | n/a | n/a | n/a | n/a | Clinic_076-078_Finish Schedule | n/a
BaseMaterial | bill.east@us.army.mil | 2012-10-26T09:46:00 | Requirement | Space | 2D02 | RUBBER BASE | n/a | n/a | n/a | n/a | Clinic_076-078_Finish Schedule | n/a
CeilingColor | bill.east@us.army.mil | 2012-10-26T09:46:00 | Requirement | Space | 2D02 | ARMSTRONG CEILING TILE - CIRRUS TEGULAR; COLOR: WHITE; SERIES #534 GRID-15/16" EXPOSED TEE GRID SYSTEM-WHITE; SIZE: 2'x2'x3/4" | n/a | n/a | n/a | n/a | Clinic_076-078_Finish Schedule | n/a
CeilingMaterial | bill.east@us.army.mil | 2012-10-26T09:46:00 | Requirement | Space | 2D02 | ACOUSTICAL CEILING TILE | n/a | n/a | n/a | n/a | Clinic_076-078_Finish Schedule | n/a
FloorColor | bill.east@us.army.mil | 2012-10-26T09:46:00 | Requirement | Space | 2D02 | INTERFACE - CARIBBEAN #3073 NASSAU | n/a | n/a | n/a | n/a | Clinic_076-078_Finish Schedule | n/a
FloorMaterial | bill.east@us.army.mil | 2012-10-26T09:46:00 | Requirement | Space | 2D02 | CARPET | n/a | n/a | n/a | n/a | Clinic_076-078_Finish Schedule | n/a
WallColor-East | bill.east@us.army.mil | 2012-10-26T09:46:00 | Requirement | Space | 2D02 | DEVOE # 2W18-2 PRARIE BUFF | n/a | n/a | n/a | n/a | Clinic_076-078_Finish Schedule | n/a
WallColor-North | bill.east@us.army.mil | 2012-10-26T09:46:00 | Requirement | Space | 2D02 | DEVOE # 2W18-2 PRARIE BUFF | n/a | n/a | n/a | n/a | Clinic_076-078_Finish Schedule | n/a
WallColor-South | bill.east@us.army.mil | 2012-10-26T09:46:00 | Requirement | Space | 2D02 | DEVOE # 2W18-2 PRARIE BUFF | n/a | n/a | n/a | n/a | Clinic_076-078_Finish Schedule | n/a
WallColor-West | bill.east@us.army.mil | 2012-10-26T09:46:00 | Requirement | Space | 2D02 | DEVOE # 2W18-2 PRARIE BUFF | n/a | n/a | n/a | n/a | Clinic_076-078_Finish Schedule | n/a
WallMaterial-East | bill.east@us.army.mil | 2012-10-26T09:46:00 | Requirement | Space | 2D02 | GYPSUM WALLBOARD WITH PAINT | n/a | n/a | n/a | n/a | Clinic_076-078_Finish Schedule | n/a
WallMaterial-North | bill.east@us.army.mil | 2012-10-26T09:46:00 | Requirement | Space | 2D02 | GYPSUM WALLBOARD WITH PAINT | n/a | n/a | n/a | n/a | Clinic_076-078_Finish Schedule | n/a
WallMaterial-South | bill.east@us.army.mil | 2012-10-26T09:46:00 | Requirement | Space | 2D02 | GYPSUM WALLBOARD WITH PAINT | n/a | n/a | n/a | n/a | Clinic_076-078_Finish Schedule | n/a
WallMaterial-West | bill.east@us.army.mil | 2012-10-26T09:46:00 | Requirement | Space | 2D02 | GYPSUM WALLBOARD WITH PAINT | n/a | n/a | n/a | n/a | Clinic_076-078_Finish Schedule | n/a
BaseColor | bill.east@us.army.mil | 2012-10-26T09:46:00 | Requirement | Space | 2D03 | ROPPE - 40 FAWN - 4" HIGH RUBBER COVE BASE | n/a | n/a | n/a | n/a | Clinic_076-078_Finish Schedule | n/a
BaseMaterial | bill.east@us.army.mil | 2012-10-26T09:46:00 | Requirement | Space | 2D03 | RUBBER BASE | n/a | n/a | n/a | n/a | Clinic_076-078_Finish Schedule | n/a
CeilingColor | bill.east@us.army.mil | 2012-10-26T09:46:00 | Requirement | Space | 2D03 | ARMSTRONG CEILING TILE - CIRRUS TEGULAR; COLOR: WHITE; SERIES #534 GRID-15/16" EXPOSED TEE GRID SYSTEM-WHITE; SIZE: 2'x2'x3/4" | n/a | n/a | n/a | n/a | Clinic_076-078_Finish Schedule | n/a
CeilingMaterial | bill.east@us.army.mil | 2012-10-26T09:46:00 | Requirement | Space | 2D03 | ACOUSTICAL CEILING TILE | n/a | n/a | n/a | n/a | Clinic_076-078_Finish Schedule | n/a
FloorColor | bill.east@us.army.mil | 2012-10-26T09:46:00 | Requirement | Space | 2D03 | INTERFACE - CARIBBEAN #3073 NASSAU | n/a | n/a | n/a | n/a | Clinic_076-078_Finish Schedule | n/a
FloorMaterial | bill.east@us.army.mil | 2012-10-26T09:46:00 | Requirement | Space | 2D03 | CARPET | n/a | n/a | n/a | n/a | Clinic_076-078_Finish Schedule | n/a
WallColor-East | bill.east@us.army.mil | 2012-10-26T09:46:00 | Requirement | Space | 2D03 | DEVOE # 2W18-2 PRARIE BUFF | n/a | n/a | n/a | n/a | Clinic_076-078_Finish Schedule | n/a
WallColor-North | bill.east@us.army.mil | 2012-10-26T09:46:00 | Requirement | Space | 2D03 | DEVOE # 2W18-2 PRARIE BUFF | n/a | n/a | n/a | n/a | Clinic_076-078_Finish Schedule | n/a
WallColor-South | bill.east@us.army.mil | 2012-10-26T09:46:00 | Requirement | Space | 2D03 | DEVOE # 2W18-2 PRARIE BUFF | n/a | n/a | n/a | n/a | Clinic_076-078_Finish Schedule | n/a
WallColor-West | bill.east@us.army.mil | 2012-10-26T09:46:00 | Requirement | Space | 2D03 | DEVOE # 2W18-2 PRARIE BUFF | n/a | n/a | n/a | n/a | Clinic_076-078_Finish Schedule | n/a
WallMaterial-East | bill.east@us.army.mil | 2012-10-26T09:46:00 | Requirement | Space | 2D03 | GYPSUM WALLBOARD WITH PAINT | n/a | n/a | n/a | n/a | Clinic_076-078_Finish Schedule | n/a
WallMaterial-North | bill.east@us.army.mil | 2012-10-26T09:46:00 | Requirement | Space | 2D03 | GYPSUM WALLBOARD WITH PAINT | n/a | n/a | n/a | n/a | Clinic_076-078_Finish Schedule | n/a
WallMaterial-South | bill.east@us.army.mil | 2012-10-26T09:46:00 | Requirement | Space | 2D03 | GYPSUM WALLBOARD WITH PAINT | n/a | n/a | n/a | n/a | Clinic_076-078_Finish Schedule | n/a
WallMaterial-West | bill.east@us.army.mil | 2012-10-26T09:46:00 | Requirement | Space | 2D03 | GYPSUM WALLBOARD WITH PAINT | n/a | n/a | n/a | n/a | Clinic_076-078_Finish Schedule | n/a
BaseColor | bill.east@us.army.mil | 2012-10-26T09:46:00 | Requirement | Space | 2D04 | ROPPE - 40 FAWN - 4" HIGH RUBBER COVE BASE | n/a | n/a | n/a | n/a | Clinic_076-078_Finish Schedule | n/a
BaseMaterial | bill.east@us.army.mil | 2012-10-26T09:46:00 | Requirement | Space | 2D04 | RUBBER BASE | n/a | n/a | n/a | n/a | Clinic_076-078_Finish Schedule | n/a
CeilingColor | bill.east@us.army.mil | 2012-10-26T09:46:00 | Requirement | Space | 2D04 | ARMSTRONG CEILING TILE - CIRRUS TEGULAR; COLOR: WHITE; SERIES #534 GRID-15/16" EXPOSED TEE GRID SYSTEM-WHITE; SIZE: 2'x2'x3/4" | n/a | n/a | n/a | n/a | Clinic_076-078_Finish Schedule | n/a
CeilingMaterial | bill.east@us.army.mil | 2012-10-26T09:46:00 | Requirement | Space | 2D04 | ACOUSTICAL CEILING TILE | n/a | n/a | n/a | n/a | Clinic_076-078_Finish Schedule | n/a
FloorColor | bill.east@us.army.mil | 2012-10-26T09:46:00 | Requirement | Space | 2D04 | INTERFACE - CARIBBEAN #3073 NASSAU | n/a | n/a | n/a | n/a | Clinic_076-078_Finish Schedule | n/a
FloorMaterial | bill.east@us.army.mil | 2012-10-26T09:46:00 | Requirement | Space | 2D04 | CARPET | n/a | n/a | n/a | n/a | Clinic_076-078_Finish Schedule | n/a
WallColor-East | bill.east@us.army.mil | 2012-10-26T09:46:00 | Requirement | Space | 2D04 | DEVOE # 2W18-2 PRARIE BUFF | n/a | n/a | n/a | n/a | Clinic_076-078_Finish Schedule | n/a
WallColor-North | bill.east@us.army.mil | 2012-10-26T09:46:00 | Requirement | Space | 2D04 | DEVOE # 2W18-2 PRARIE BUFF | n/a | n/a | n/a | n/a | Clinic_076-078_Finish Schedule | n/a
WallColor-South | bill.east@us.army.mil | 2012-10-26T09:46:00 | Requirement | Space | 2D04 | DEVOE # 2W18-2 PRARIE BUFF | n/a | n/a | n/a | n/a | Clinic_076-078_Finish Schedule | n/a
WallColor-West | bill.east@us.army.mil | 2012-10-26T09:46:00 | Requirement | Space | 2D04 | DEVOE # 2W18-2 PRARIE BUFF | n/a | n/a | n/a | n/a | Clinic_076-078_Finish Schedule | n/a
WallMaterial-East | bill.east@us.army.mil | 2012-10-26T09:46:00 | Requirement | Space | 2D04 | GYPSUM WALLBOARD WITH PAINT | n/a | n/a | n/a | n/a | Clinic_076-078_Finish Schedule | n/a
WallMaterial-North | bill.east@us.army.mil | 2012-10-26T09:46:00 | Requirement | Space | 2D04 | GYPSUM WALLBOARD WITH PAINT | n/a | n/a | n/a | n/a | Clinic_076-078_Finish Schedule | n/a
WallMaterial-South | bill.east@us.army.mil | 2012-10-26T09:46:00 | Requirement | Space | 2D04 | GYPSUM WALLBOARD WITH PAINT | n/a | n/a | n/a | n/a | Clinic_076-078_Finish Schedule | n/a
WallMaterial-West | bill.east@us.army.mil | 2012-10-26T09:46:00 | Requirement | Space | 2D04 | GYPSUM WALLBOARD WITH PAINT | n/a | n/a | n/a | n/a | Clinic_076-078_Finish Schedule | n/a
BaseColor | bill.east@us.army.mil | 2012-10-26T09:46:00 | Requirement | Space | 2D04A | ROPPE - 40 FAWN - 4" HIGH RUBBER COVE BASE | n/a | n/a | n/a | n/a | Clinic_076-078_Finish Schedule | n/a
BaseMaterial | bill.east@us.army.mil | 2012-10-26T09:46:00 | Requirement | Space | 2D04A | RUBBER BASE | n/a | n/a | n/a | n/a | Clinic_076-078_Finish Schedule | n/a
CeilingColor | bill.east@us.army.mil | 2012-10-26T09:46:00 | Requirement | Space | 2D04A | ARMSTRONG CEILING TILE - CIRRUS TEGULAR; COLOR: WHITE; SERIES #534 GRID-15/16" EXPOSED TEE GRID SYSTEM-WHITE; SIZE: 2'x2'x3/4" | n/a | n/a | n/a | n/a | Clinic_076-078_Finish Schedule | n/a
CeilingMaterial | bill.east@us.army.mil | 2012-10-26T09:46:00 | Requirement | Space | 2D04A | ACOUSTICAL CEILING TILE | n/a | n/a | n/a | n/a | Clinic_076-078_Finish Schedule | n/a
FloorColor | bill.east@us.army.mil | 2012-10-26T09:46:00 | Requirement | Space | 2D04A | VAMERICAN OLEAN #A-55 DOE SIZE: 2"x2" | n/a | n/a | n/a | n/a | Clinic_076-078_Finish Schedule | n/a
FloorMaterial | bill.east@us.army.mil | 2012-10-26T09:46:00 | Requirement | Space | 2D04A | VINYL COMPOSITION TILE | n/a | n/a | n/a | n/a | Clinic_076-078_Finish Schedule | n/a
WallColor-East | bill.east@us.army.mil | 2012-10-26T09:46:00 | Requirement | Space | 2D04A | DEVOE # 2W18-2 PRARIE BUFF | n/a | n/a | n/a | n/a | Clinic_076-078_Finish Schedule | n/a
WallColor-North | bill.east@us.army.mil | 2012-10-26T09:46:00 | Requirement | Space | 2D04A | DEVOE # 2W18-2 PRARIE BUFF | n/a | n/a | n/a | n/a | Clinic_076-078_Finish Schedule | n/a
WallColor-South | bill.east@us.army.mil | 2012-10-26T09:46:00 | Requirement | Space | 2D04A | DEVOE # 2W18-2 PRARIE BUFF | n/a | n/a | n/a | n/a | Clinic_076-078_Finish Schedule | n/a
WallColor-West | bill.east@us.army.mil | 2012-10-26T09:46:00 | Requirement | Space | 2D04A | DEVOE # 2W18-2 PRARIE BUFF | n/a | n/a | n/a | n/a | Clinic_076-078_Finish Schedule | n/a
WallMaterial-East | bill.east@us.army.mil | 2012-10-26T09:46:00 | Requirement | Space | 2D04A | GYPSUM WALLBOARD WITH PAINT | n/a | n/a | n/a | n/a | Clinic_076-078_Finish Schedule | n/a
WallMaterial-North | bill.east@us.army.mil | 2012-10-26T09:46:00 | Requirement | Space | 2D04A | GYPSUM WALLBOARD WITH PAINT | n/a | n/a | n/a | n/a | Clinic_076-078_Finish Schedule | n/a
WallMaterial-South | bill.east@us.army.mil | 2012-10-26T09:46:00 | Requirement | Space | 2D04A | GYPSUM WALLBOARD WITH PAINT | n/a | n/a | n/a | n/a | Clinic_076-078_Finish Schedule | n/a
WallMaterial-West | bill.east@us.army.mil | 2012-10-26T09:46:00 | Requirement | Space | 2D04A | GYPSUM WALLBOARD WITH PAINT | n/a | n/a | n/a | n/a | Clinic_076-078_Finish Schedule | n/a
BaseColor | bill.east@us.army.mil | 2012-10-26T09:46:00 | Requirement | Space | 2D05 | UNFINISHED | n/a | n/a | n/a | n/a | Clinic_076-078_Finish Schedule | n/a
BaseMaterial | bill.east@us.army.mil | 2012-10-26T09:46:00 | Requirement | Space | 2D05 | UNFINISHED | n/a | n/a | n/a | n/a | Clinic_076-078_Finish Schedule | n/a
CeilingColor | bill.east@us.army.mil | 2012-10-26T09:46:00 | Requirement | Space | 2D05 | UNFINISHED | n/a | n/a | n/a | n/a | Clinic_076-078_Finish Schedule | n/a
CeilingMaterial | bill.east@us.army.mil | 2012-10-26T09:46:00 | Requirement | Space | 2D05 | CONCRETE | n/a | n/a | n/a | n/a | Clinic_076-078_Finish Schedule | n/a
FloorColor | bill.east@us.army.mil | 2012-10-26T09:46:00 | Requirement | Space | 2D05 | UNFINISHED | n/a | n/a | n/a | n/a | Clinic_076-078_Finish Schedule | n/a
FloorMaterial | bill.east@us.army.mil | 2012-10-26T09:46:00 | Requirement | Space | 2D05 | CONCRETE | n/a | n/a | n/a | n/a | Clinic_076-078_Finish Schedule | n/a
WallColor-East | bill.east@us.army.mil | 2012-10-26T09:46:00 | Requirement | Space | 2D05 | DEVOE # 2W18-2 PRARIE BUFF | n/a | n/a | n/a | n/a | Clinic_076-078_Finish Schedule | n/a
WallColor-North | bill.east@us.army.mil | 2012-10-26T09:46:00 | Requirement | Space | 2D05 | DEVOE # 2W18-2 PRARIE BUFF | n/a | n/a | n/a | n/a | Clinic_076-078_Finish Schedule | n/a
WallColor-South | bill.east@us.army.mil | 2012-10-26T09:46:00 | Requirement | Space | 2D05 | DEVOE # 2W18-2 PRARIE BUFF | n/a | n/a | n/a | n/a | Clinic_076-078_Finish Schedule | n/a
WallColor-West | bill.east@us.army.mil | 2012-10-26T09:46:00 | Requirement | Space | 2D05 | DEVOE # 2W18-2 PRARIE BUFF | n/a | n/a | n/a | n/a | Clinic_076-078_Finish Schedule | n/a
WallMaterial-East | bill.east@us.army.mil | 2012-10-26T09:46:00 | Requirement | Space | 2D05 | GYPSUM WALLBOARD WITH PAINT | n/a | n/a | n/a | n/a | Clinic_076-078_Finish Schedule | n/a
WallMaterial-North | bill.east@us.army.mil | 2012-10-26T09:46:00 | Requirement | Space | 2D05 | GYPSUM WALLBOARD WITH PAINT | n/a | n/a | n/a | n/a | Clinic_076-078_Finish Schedule | n/a
WallMaterial-South | bill.east@us.army.mil | 2012-10-26T09:46:00 | Requirement | Space | 2D05 | GYPSUM WALLBOARD WITH PAINT | n/a | n/a | n/a | n/a | Clinic_076-078_Finish Schedule | n/a
WallMaterial-West | bill.east@us.army.mil | 2012-10-26T09:46:00 | Requirement | Space | 2D05 | GYPSUM WALLBOARD WITH PAINT | n/a | n/a | n/a | n/a | Clinic_076-078_Finish Schedule | n/a
BaseColor | bill.east@us.army.mil | 2012-10-26T09:46:00 | Requirement | Space | 2D06 | ROPPE - 40 FAWN - 4" HIGH RUBBER COVE BASE | n/a | n/a | n/a | n/a | Clinic_076-078_Finish Schedule | n/a
BaseMaterial | bill.east@us.army.mil | 2012-10-26T09:46:00 | Requirement | Space | 2D06 | RUBBER BASE | n/a | n/a | n/a | n/a | Clinic_076-078_Finish Schedule | n/a
CeilingColor | bill.east@us.army.mil | 2012-10-26T09:46:00 | Requirement | Space | 2D06 | ARMSTRONG CEILING TILE - CIRRUS TEGULAR; COLOR: WHITE; SERIES #534 GRID-15/16" EXPOSED TEE GRID SYSTEM-WHITE; SIZE: 2'x2'x3/4" | n/a | n/a | n/a | n/a | Clinic_076-078_Finish Schedule | n/a
CeilingMaterial | bill.east@us.army.mil | 2012-10-26T09:46:00 | Requirement | Space | 2D06 | ACOUSTICAL CEILING TILE | n/a | n/a | n/a | n/a | Clinic_076-078_Finish Schedule | n/a
FloorColor | bill.east@us.army.mil | 2012-10-26T09:46:00 | Requirement | Space | 2D06 | INTERFACE - CARIBBEAN #3063 SEA TURTLE | n/a | n/a | n/a | n/a | Clinic_076-078_Finish Schedule | n/a
FloorMaterial | bill.east@us.army.mil | 2012-10-26T09:46:00 | Requirement | Space | 2D06 | CARPET | n/a | n/a | n/a | n/a | Clinic_076-078_Finish Schedule | n/a
WallColor-East | bill.east@us.army.mil | 2012-10-26T09:46:00 | Requirement | Space | 2D06 | DEVOE # 2W18-2 PRARIE BUFF | n/a | n/a | n/a | n/a | Clinic_076-078_Finish Schedule | n/a
WallColor-North | bill.east@us.army.mil | 2012-10-26T09:46:00 | Requirement | Space | 2D06 | DEVOE # 2W18-2 PRARIE BUFF | n/a | n/a | n/a | n/a | Clinic_076-078_Finish Schedule | n/a
WallColor-South | bill.east@us.army.mil | 2012-10-26T09:46:00 | Requirement | Space | 2D06 | DEVOE # 2W18-2 PRARIE BUFF | n/a | n/a | n/a | n/a | Clinic_076-078_Finish Schedule | n/a
WallColor-West | bill.east@us.army.mil | 2012-10-26T09:46:00 | Requirement | Space | 2D06 | DEVOE # 2W18-2 PRARIE BUFF | n/a | n/a | n/a | n/a | Clinic_076-078_Finish Schedule | n/a
WallMaterial-East | bill.east@us.army.mil | 2012-10-26T09:46:00 | Requirement | Space | 2D06 | GYPSUM WALLBOARD WITH PAINT | n/a | n/a | n/a | n/a | Clinic_076-078_Finish Schedule | n/a
WallMaterial-North | bill.east@us.army.mil | 2012-10-26T09:46:00 | Requirement | Space | 2D06 | GYPSUM WALLBOARD WITH PAINT | n/a | n/a | n/a | n/a | Clinic_076-078_Finish Schedule | n/a
WallMaterial-South | bill.east@us.army.mil | 2012-10-26T09:46:00 | Requirement | Space | 2D06 | GYPSUM WALLBOARD WITH PAINT | n/a | n/a | n/a | n/a | Clinic_076-078_Finish Schedule | n/a
WallMaterial-West | bill.east@us.army.mil | 2012-10-26T09:46:00 | Requirement | Space | 2D06 | GYPSUM WALLBOARD WITH PAINT | n/a | n/a | n/a | n/a | Clinic_076-078_Finish Schedule | n/a
BaseColor | bill.east@us.army.mil | 2012-10-26T09:46:00 | Requirement | Space | 2D07 | ROPPE - 40 FAWN - 4" HIGH RUBBER COVE BASE | n/a | n/a | n/a | n/a | Clinic_076-078_Finish Schedule | n/a
BaseMaterial | bill.east@us.army.mil | 2012-10-26T09:46:00 | Requirement | Space | 2D07 | RUBBER BASE | n/a | n/a | n/a | n/a | Clinic_076-078_Finish Schedule | n/a
CeilingColor | bill.east@us.army.mil | 2012-10-26T09:46:00 | Requirement | Space | 2D07 | ARMSTRONG CEILING TILE - CIRRUS TEGULAR; COLOR: WHITE; SERIES #534 GRID-15/16" EXPOSED TEE GRID SYSTEM-WHITE; SIZE: 2'x2'x3/4" | n/a | n/a | n/a | n/a | Clinic_076-078_Finish Schedule | n/a
CeilingMaterial | bill.east@us.army.mil | 2012-10-26T09:46:00 | Requirement | Space | 2D07 | ACOUSTICAL CEILING TILE | n/a | n/a | n/a | n/a | Clinic_076-078_Finish Schedule | n/a
FloorColor | bill.east@us.army.mil | 2012-10-26T09:46:00 | Requirement | Space | 2D07 | INTERFACE - CARIBBEAN #3063 SEA TURTLE | n/a | n/a | n/a | n/a | Clinic_076-078_Finish Schedule | n/a
FloorMaterial | bill.east@us.army.mil | 2012-10-26T09:46:00 | Requirement | Space | 2D07 | CARPET | n/a | n/a | n/a | n/a | Clinic_076-078_Finish Schedule | n/a
WallColor-East | bill.east@us.army.mil | 2012-10-26T09:46:00 | Requirement | Space | 2D07 | DEVOE # 2W18-2 PRARIE BUFF | n/a | n/a | n/a | n/a | Clinic_076-078_Finish Schedule | n/a
WallColor-North | bill.east@us.army.mil | 2012-10-26T09:46:00 | Requirement | Space | 2D07 | DEVOE # 2W18-2 PRARIE BUFF | n/a | n/a | n/a | n/a | Clinic_076-078_Finish Schedule | n/a
WallColor-South | bill.east@us.army.mil | 2012-10-26T09:46:00 | Requirement | Space | 2D07 | DEVOE # 2W18-2 PRARIE BUFF | n/a | n/a | n/a | n/a | Clinic_076-078_Finish Schedule | n/a
WallColor-West | bill.east@us.army.mil | 2012-10-26T09:46:00 | Requirement | Space | 2D07 | DEVOE # 2W18-2 PRARIE BUFF | n/a | n/a | n/a | n/a | Clinic_076-078_Finish Schedule | n/a
WallMaterial-East | bill.east@us.army.mil | 2012-10-26T09:46:00 | Requirement | Space | 2D07 | GYPSUM WALLBOARD WITH PAINT | n/a | n/a | n/a | n/a | Clinic_076-078_Finish Schedule | n/a
WallMaterial-North | bill.east@us.army.mil | 2012-10-26T09:46:00 | Requirement | Space | 2D07 | GYPSUM WALLBOARD WITH PAINT | n/a | n/a | n/a | n/a | Clinic_076-078_Finish Schedule | n/a
WallMaterial-South | bill.east@us.army.mil | 2012-10-26T09:46:00 | Requirement | Space | 2D07 | GYPSUM WALLBOARD WITH PAINT | n/a | n/a | n/a | n/a | Clinic_076-078_Finish Schedule | n/a
WallMaterial-West | bill.east@us.army.mil | 2012-10-26T09:46:00 | Requirement | Space | 2D07 | GYPSUM WALLBOARD WITH PAINT | n/a | n/a | n/a | n/a | Clinic_076-078_Finish Schedule | n/a
BaseColor | bill.east@us.army.mil | 2012-10-26T09:46:00 | Requirement | Space | 2D08 | ROPPE - 40 FAWN - 4" HIGH RUBBER COVE BASE | n/a | n/a | n/a | n/a | Clinic_076-078_Finish Schedule | n/a
BaseMaterial | bill.east@us.army.mil | 2012-10-26T09:46:00 | Requirement | Space | 2D08 | RUBBER BASE | n/a | n/a | n/a | n/a | Clinic_076-078_Finish Schedule | n/a
CeilingColor | bill.east@us.army.mil | 2012-10-26T09:46:00 | Requirement | Space | 2D08 | ARMSTRONG CEILING TILE - CIRRUS TEGULAR; COLOR: WHITE; SERIES #534 GRID-15/16" EXPOSED TEE GRID SYSTEM-WHITE; SIZE: 2'x2'x3/4" | n/a | n/a | n/a | n/a | Clinic_076-078_Finish Schedule | n/a
CeilingMaterial | bill.east@us.army.mil | 2012-10-26T09:46:00 | Requirement | Space | 2D08 | ACOUSTICAL CEILING TILE | n/a | n/a | n/a | n/a | Clinic_076-078_Finish Schedule | n/a
FloorColor | bill.east@us.army.mil | 2012-10-26T09:46:00 | Requirement | Space | 2D08 | INTERFACE - CARIBBEAN #3063 SEA TURTLE | n/a | n/a | n/a | n/a | Clinic_076-078_Finish Schedule | n/a
FloorMaterial | bill.east@us.army.mil | 2012-10-26T09:46:00 | Requirement | Space | 2D08 | CARPET | n/a | n/a | n/a | n/a | Clinic_076-078_Finish Schedule | n/a
WallColor-East | bill.east@us.army.mil | 2012-10-26T09:46:00 | Requirement | Space | 2D08 | DEVOE # 2W18-2 PRARIE BUFF | n/a | n/a | n/a | n/a | Clinic_076-078_Finish Schedule | n/a
WallColor-North | bill.east@us.army.mil | 2012-10-26T09:46:00 | Requirement | Space | 2D08 | DEVOE # 2W18-2 PRARIE BUFF | n/a | n/a | n/a | n/a | Clinic_076-078_Finish Schedule | n/a
WallColor-South | bill.east@us.army.mil | 2012-10-26T09:46:00 | Requirement | Space | 2D08 | DEVOE # 2W18-2 PRARIE BUFF | n/a | n/a | n/a | n/a | Clinic_076-078_Finish Schedule | n/a
WallColor-West | bill.east@us.army.mil | 2012-10-26T09:46:00 | Requirement | Space | 2D08 | DEVOE # 2W18-2 PRARIE BUFF | n/a | n/a | n/a | n/a | Clinic_076-078_Finish Schedule | n/a
WallMaterial-East | bill.east@us.army.mil | 2012-10-26T09:46:00 | Requirement | Space | 2D08 | GYPSUM WALLBOARD WITH PAINT | n/a | n/a | n/a | n/a | Clinic_076-078_Finish Schedule | n/a
WallMaterial-North | bill.east@us.army.mil | 2012-10-26T09:46:00 | Requirement | Space | 2D08 | GYPSUM WALLBOARD WITH PAINT | n/a | n/a | n/a | n/a | Clinic_076-078_Finish Schedule | n/a
WallMaterial-South | bill.east@us.army.mil | 2012-10-26T09:46:00 | Requirement | Space | 2D08 | GYPSUM WALLBOARD WITH PAINT | n/a | n/a | n/a | n/a | Clinic_076-078_Finish Schedule | n/a
WallMaterial-West | bill.east@us.army.mil | 2012-10-26T09:46:00 | Requirement | Space | 2D08 | GYPSUM WALLBOARD WITH PAINT | n/a | n/a | n/a | n/a | Clinic_076-078_Finish Schedule | n/a
BaseColor | bill.east@us.army.mil | 2012-10-26T09:46:00 | Requirement | Space | 2D09 | ROPPE - 40 FAWN - 4" HIGH RUBBER COVE BASE | n/a | n/a | n/a | n/a | Clinic_076-078_Finish Schedule | n/a
BaseMaterial | bill.east@us.army.mil | 2012-10-26T09:46:00 | Requirement | Space | 2D09 | RUBBER BASE | n/a | n/a | n/a | n/a | Clinic_076-078_Finish Schedule | n/a
CeilingColor | bill.east@us.army.mil | 2012-10-26T09:46:00 | Requirement | Space | 2D09 | ARMSTRONG CEILING TILE - CIRRUS TEGULAR; COLOR: WHITE; SERIES #534 GRID-15/16" EXPOSED TEE GRID SYSTEM-WHITE; SIZE: 2'x2'x3/4" | n/a | n/a | n/a | n/a | Clinic_076-078_Finish Schedule | n/a
CeilingMaterial | bill.east@us.army.mil | 2012-10-26T09:46:00 | Requirement | Space | 2D09 | ACOUSTICAL CEILING TILE | n/a | n/a | n/a | n/a | Clinic_076-078_Finish Schedule | n/a
FloorColor | bill.east@us.army.mil | 2012-10-26T09:46:00 | Requirement | Space | 2D09 | INTERFACE - CARIBBEAN #3063 SEA TURTLE | n/a | n/a | n/a | n/a | Clinic_076-078_Finish Schedule | n/a
FloorMaterial | bill.east@us.army.mil | 2012-10-26T09:46:00 | Requirement | Space | 2D09 | CARPET | n/a | n/a | n/a | n/a | Clinic_076-078_Finish Schedule | n/a
WallColor-East | bill.east@us.army.mil | 2012-10-26T09:46:00 | Requirement | Space | 2D09 | DEVOE # 2W18-2 PRARIE BUFF | n/a | n/a | n/a | n/a | Clinic_076-078_Finish Schedule | n/a
WallColor-North | bill.east@us.army.mil | 2012-10-26T09:46:00 | Requirement | Space | 2D09 | DEVOE # 2W18-2 PRARIE BUFF | n/a | n/a | n/a | n/a | Clinic_076-078_Finish Schedule | n/a
WallColor-South | bill.east@us.army.mil | 2012-10-26T09:46:00 | Requirement | Space | 2D09 | DEVOE # 2W18-2 PRARIE BUFF | n/a | n/a | n/a | n/a | Clinic_076-078_Finish Schedule | n/a
WallColor-West | bill.east@us.army.mil | 2012-10-26T09:46:00 | Requirement | Space | 2D09 | DEVOE # 2W18-2 PRARIE BUFF | n/a | n/a | n/a | n/a | Clinic_076-078_Finish Schedule | n/a
WallMaterial-East | bill.east@us.army.mil | 2012-10-26T09:46:00 | Requirement | Space | 2D09 | GYPSUM WALLBOARD WITH PAINT | n/a | n/a | n/a | n/a | Clinic_076-078_Finish Schedule | n/a
WallMaterial-North | bill.east@us.army.mil | 2012-10-26T09:46:00 | Requirement | Space | 2D09 | GYPSUM WALLBOARD WITH PAINT | n/a | n/a | n/a | n/a | Clinic_076-078_Finish Schedule | n/a
WallMaterial-South | bill.east@us.army.mil | 2012-10-26T09:46:00 | Requirement | Space | 2D09 | GYPSUM WALLBOARD WITH PAINT | n/a | n/a | n/a | n/a | Clinic_076-078_Finish Schedule | n/a
WallMaterial-West | bill.east@us.army.mil | 2012-10-26T09:46:00 | Requirement | Space | 2D09 | GYPSUM WALLBOARD WITH PAINT | n/a | n/a | n/a | n/a | Clinic_076-078_Finish Schedule | n/a
BaseColor | bill.east@us.army.mil | 2012-10-26T09:46:00 | Requirement | Space | 2D10 | ROPPE - 40 FAWN - 4" HIGH RUBBER COVE BASE | n/a | n/a | n/a | n/a | Clinic_076-078_Finish Schedule | n/a
BaseMaterial | bill.east@us.army.mil | 2012-10-26T09:46:00 | Requirement | Space | 2D10 | RUBBER BASE | n/a | n/a | n/a | n/a | Clinic_076-078_Finish Schedule | n/a
CeilingColor | bill.east@us.army.mil | 2012-10-26T09:46:00 | Requirement | Space | 2D10 | ARMSTRONG CEILING TILE - CIRRUS TEGULAR; COLOR: WHITE; SERIES #534 GRID-15/16" EXPOSED TEE GRID SYSTEM-WHITE; SIZE: 2'x2'x3/4" | n/a | n/a | n/a | n/a | Clinic_076-078_Finish Schedule | n/a
CeilingMaterial | bill.east@us.army.mil | 2012-10-26T09:46:00 | Requirement | Space | 2D10 | ACOUSTICAL CEILING TILE | n/a | n/a | n/a | n/a | Clinic_076-078_Finish Schedule | n/a
FloorColor | bill.east@us.army.mil | 2012-10-26T09:46:00 | Requirement | Space | 2D10 | INTERFACE - CARIBBEAN #3063 SEA TURTLE | n/a | n/a | n/a | n/a | Clinic_076-078_Finish Schedule | n/a
FloorMaterial | bill.east@us.army.mil | 2012-10-26T09:46:00 | Requirement | Space | 2D10 | CARPET | n/a | n/a | n/a | n/a | Clinic_076-078_Finish Schedule | n/a
WallColor-East | bill.east@us.army.mil | 2012-10-26T09:46:00 | Requirement | Space | 2D10 | DEVOE # 2W18-2 PRARIE BUFF | n/a | n/a | n/a | n/a | Clinic_076-078_Finish Schedule | n/a
WallColor-North | bill.east@us.army.mil | 2012-10-26T09:46:00 | Requirement | Space | 2D10 | DEVOE # 2W18-2 PRARIE BUFF | n/a | n/a | n/a | n/a | Clinic_076-078_Finish Schedule | n/a
WallColor-South | bill.east@us.army.mil | 2012-10-26T09:46:00 | Requirement | Space | 2D10 | DEVOE # 2W18-2 PRARIE BUFF | n/a | n/a | n/a | n/a | Clinic_076-078_Finish Schedule | n/a
WallColor-West | bill.east@us.army.mil | 2012-10-26T09:46:00 | Requirement | Space | 2D10 | DEVOE # 2W18-2 PRARIE BUFF | n/a | n/a | n/a | n/a | Clinic_076-078_Finish Schedule | n/a
WallMaterial-East | bill.east@us.army.mil | 2012-10-26T09:46:00 | Requirement | Space | 2D10 | GYPSUM WALLBOARD WITH PAINT | n/a | n/a | n/a | n/a | Clinic_076-078_Finish Schedule | n/a
WallMaterial-North | bill.east@us.army.mil | 2012-10-26T09:46:00 | Requirement | Space | 2D10 | GYPSUM WALLBOARD WITH PAINT | n/a | n/a | n/a | n/a | Clinic_076-078_Finish Schedule | n/a
WallMaterial-South | bill.east@us.army.mil | 2012-10-26T09:46:00 | Requirement | Space | 2D10 | GYPSUM WALLBOARD WITH PAINT | n/a | n/a | n/a | n/a | Clinic_076-078_Finish Schedule | n/a
WallMaterial-West | bill.east@us.army.mil | 2012-10-26T09:46:00 | Requirement | Space | 2D10 | GYPSUM WALLBOARD WITH PAINT | n/a | n/a | n/a | n/a | Clinic_076-078_Finish Schedule | n/a
BaseColor | bill.east@us.army.mil | 2012-10-26T09:46:00 | Requirement | Space | 2D11 | ROPPE - 40 FAWN - 4" HIGH RUBBER COVE BASE | n/a | n/a | n/a | n/a | Clinic_076-078_Finish Schedule | n/a
BaseMaterial | bill.east@us.army.mil | 2012-10-26T09:46:00 | Requirement | Space | 2D11 | RUBBER BASE | n/a | n/a | n/a | n/a | Clinic_076-078_Finish Schedule | n/a
CeilingColor | bill.east@us.army.mil | 2012-10-26T09:46:00 | Requirement | Space | 2D11 | ARMSTRONG CEILING TILE - CIRRUS TEGULAR; COLOR: WHITE; SERIES #534 GRID-15/16" EXPOSED TEE GRID SYSTEM-WHITE; SIZE: 2'x2'x3/4" | n/a | n/a | n/a | n/a | Clinic_076-078_Finish Schedule | n/a
CeilingMaterial | bill.east@us.army.mil | 2012-10-26T09:46:00 | Requirement | Space | 2D11 | ACOUSTICAL CEILING TILE | n/a | n/a | n/a | n/a | Clinic_076-078_Finish Schedule | n/a
FloorColor | bill.east@us.army.mil | 2012-10-26T09:46:00 | Requirement | Space | 2D11 | INTERFACE - CARIBBEAN #3063 SEA TURTLE | n/a | n/a | n/a | n/a | Clinic_076-078_Finish Schedule | n/a
FloorMaterial | bill.east@us.army.mil | 2012-10-26T09:46:00 | Requirement | Space | 2D11 | CARPET | n/a | n/a | n/a | n/a | Clinic_076-078_Finish Schedule | n/a
WallColor-East | bill.east@us.army.mil | 2012-10-26T09:46:00 | Requirement | Space | 2D11 | DEVOE # 2W18-2 PRARIE BUFF | n/a | n/a | n/a | n/a | Clinic_076-078_Finish Schedule | n/a
WallColor-North | bill.east@us.army.mil | 2012-10-26T09:46:00 | Requirement | Space | 2D11 | DEVOE # 2W18-2 PRARIE BUFF | n/a | n/a | n/a | n/a | Clinic_076-078_Finish Schedule | n/a
WallColor-South | bill.east@us.army.mil | 2012-10-26T09:46:00 | Requirement | Space | 2D11 | DEVOE # 2W18-2 PRARIE BUFF | n/a | n/a | n/a | n/a | Clinic_076-078_Finish Schedule | n/a
WallColor-West | bill.east@us.army.mil | 2012-10-26T09:46:00 | Requirement | Space | 2D11 | DEVOE # 2W18-2 PRARIE BUFF | n/a | n/a | n/a | n/a | Clinic_076-078_Finish Schedule | n/a
WallMaterial-East | bill.east@us.army.mil | 2012-10-26T09:46:00 | Requirement | Space | 2D11 | GYPSUM WALLBOARD WITH PAINT | n/a | n/a | n/a | n/a | Clinic_076-078_Finish Schedule | n/a
WallMaterial-North | bill.east@us.army.mil | 2012-10-26T09:46:00 | Requirement | Space | 2D11 | GYPSUM WALLBOARD WITH PAINT | n/a | n/a | n/a | n/a | Clinic_076-078_Finish Schedule | n/a
WallMaterial-South | bill.east@us.army.mil | 2012-10-26T09:46:00 | Requirement | Space | 2D11 | GYPSUM WALLBOARD WITH PAINT | n/a | n/a | n/a | n/a | Clinic_076-078_Finish Schedule | n/a
WallMaterial-West | bill.east@us.army.mil | 2012-10-26T09:46:00 | Requirement | Space | 2D11 | GYPSUM WALLBOARD WITH PAINT | n/a | n/a | n/a | n/a | Clinic_076-078_Finish Schedule | n/a
BaseColor | bill.east@us.army.mil | 2012-10-26T09:46:00 | Requirement | Space | 2D12 | ROPPE - 40 FAWN - 4" HIGH RUBBER COVE BASE | n/a | n/a | n/a | n/a | Clinic_076-078_Finish Schedule | n/a
BaseMaterial | bill.east@us.army.mil | 2012-10-26T09:46:00 | Requirement | Space | 2D12 | RUBBER BASE | n/a | n/a | n/a | n/a | Clinic_076-078_Finish Schedule | n/a
CeilingColor | bill.east@us.army.mil | 2012-10-26T09:46:00 | Requirement | Space | 2D12 | ARMSTRONG CEILING TILE - CIRRUS TEGULAR; COLOR: WHITE; SERIES #534 GRID-15/16" EXPOSED TEE GRID SYSTEM-WHITE; SIZE: 2'x2'x3/4" | n/a | n/a | n/a | n/a | Clinic_076-078_Finish Schedule | n/a
CeilingMaterial | bill.east@us.army.mil | 2012-10-26T09:46:00 | Requirement | Space | 2D12 | ACOUSTICAL CEILING TILE | n/a | n/a | n/a | n/a | Clinic_076-078_Finish Schedule | n/a
FloorColor | bill.east@us.army.mil | 2012-10-26T09:46:00 | Requirement | Space | 2D12 | INTERFACE - CARIBBEAN #3063 SEA TURTLE | n/a | n/a | n/a | n/a | Clinic_076-078_Finish Schedule | n/a
FloorMaterial | bill.east@us.army.mil | 2012-10-26T09:46:00 | Requirement | Space | 2D12 | CARPET | n/a | n/a | n/a | n/a | Clinic_076-078_Finish Schedule | n/a
WallColor-East | bill.east@us.army.mil | 2012-10-26T09:46:00 | Requirement | Space | 2D12 | DEVOE # 2W18-2 PRARIE BUFF | n/a | n/a | n/a | n/a | Clinic_076-078_Finish Schedule | n/a
WallColor-North | bill.east@us.army.mil | 2012-10-26T09:46:00 | Requirement | Space | 2D12 | DEVOE # 2W18-2 PRARIE BUFF | n/a | n/a | n/a | n/a | Clinic_076-078_Finish Schedule | n/a
WallColor-South | bill.east@us.army.mil | 2012-10-26T09:46:00 | Requirement | Space | 2D12 | DEVOE # 2W18-2 PRARIE BUFF | n/a | n/a | n/a | n/a | Clinic_076-078_Finish Schedule | n/a
WallColor-West | bill.east@us.army.mil | 2012-10-26T09:46:00 | Requirement | Space | 2D12 | DEVOE # 2W18-2 PRARIE BUFF | n/a | n/a | n/a | n/a | Clinic_076-078_Finish Schedule | n/a
WallMaterial-East | bill.east@us.army.mil | 2012-10-26T09:46:00 | Requirement | Space | 2D12 | GYPSUM WALLBOARD WITH PAINT | n/a | n/a | n/a | n/a | Clinic_076-078_Finish Schedule | n/a
WallMaterial-North | bill.east@us.army.mil | 2012-10-26T09:46:00 | Requirement | Space | 2D12 | GYPSUM WALLBOARD WITH PAINT | n/a | n/a | n/a | n/a | Clinic_076-078_Finish Schedule | n/a
WallMaterial-South | bill.east@us.army.mil | 2012-10-26T09:46:00 | Requirement | Space | 2D12 | GYPSUM WALLBOARD WITH PAINT | n/a | n/a | n/a | n/a | Clinic_076-078_Finish Schedule | n/a
WallMaterial-West | bill.east@us.army.mil | 2012-10-26T09:46:00 | Requirement | Space | 2D12 | GYPSUM WALLBOARD WITH PAINT | n/a | n/a | n/a | n/a | Clinic_076-078_Finish Schedule | n/a
BaseColor | bill.east@us.army.mil | 2012-10-26T09:46:00 | Requirement | Space | 2D13 | DAL - TILE - #D-1452 CYPRESS - SIZE 4"X 4" | n/a | n/a | n/a | n/a | Clinic_076-078_Finish Schedule | n/a
BaseMaterial | bill.east@us.army.mil | 2012-10-26T09:46:00 | Requirement | Space | 2D13 | MAT GLAZED TILE | n/a | n/a | n/a | n/a | Clinic_076-078_Finish Schedule | n/a
CeilingColor | bill.east@us.army.mil | 2012-10-26T09:46:00 | Requirement | Space | 2D13 | ARMSTRONG - PREMIUM EXCELON - #52153 WARM GREEN | n/a | n/a | n/a | n/a | Clinic_076-078_Finish Schedule | n/a
CeilingMaterial | bill.east@us.army.mil | 2012-10-26T09:46:00 | Requirement | Space | 2D13 | ACOUSTICAL CEILING TILE | n/a | n/a | n/a | n/a | Clinic_076-078_Finish Schedule | n/a
FloorColor | bill.east@us.army.mil | 2012-10-26T09:46:00 | Requirement | Space | 2D13 | AMERICAN OLEAN #A-55 DOE SIZE: 2"x2" | n/a | n/a | n/a | n/a | Clinic_076-078_Finish Schedule | n/a
FloorMaterial | bill.east@us.army.mil | 2012-10-26T09:46:00 | Requirement | Space | 2D13 | CERAMIC TILE | n/a | n/a | n/a | n/a | Clinic_076-078_Finish Schedule | n/a
WallColor-East | bill.east@us.army.mil | 2012-10-26T09:46:00 | Requirement | Space | 2D13 | DAL - TILE - #D-1452 CYPRESS - SIZE 4"X 4" | n/a | n/a | n/a | n/a | Clinic_076-078_Finish Schedule | n/a
WallColor-North | bill.east@us.army.mil | 2012-10-26T09:46:00 | Requirement | Space | 2D13 | DAL - TILE - #D-1452 CYPRESS - SIZE 4"X 4" | n/a | n/a | n/a | n/a | Clinic_076-078_Finish Schedule | n/a
WallColor-South | bill.east@us.army.mil | 2012-10-26T09:46:00 | Requirement | Space | 2D13 | DAL - TILE - #D-1452 CYPRESS - SIZE 4"X 4" | n/a | n/a | n/a | n/a | Clinic_076-078_Finish Schedule | n/a
WallColor-West | bill.east@us.army.mil | 2012-10-26T09:46:00 | Requirement | Space | 2D13 | DAL - TILE - #D-1452 CYPRESS - SIZE 4"X 4" | n/a | n/a | n/a | n/a | Clinic_076-078_Finish Schedule | n/a
WallMaterial-East | bill.east@us.army.mil | 2012-10-26T09:46:00 | Requirement | Space | 2D13 | MAT GLAZED TILE | n/a | n/a | n/a | n/a | Clinic_076-078_Finish Schedule | n/a
WallMaterial-North | bill.east@us.army.mil | 2012-10-26T09:46:00 | Requirement | Space | 2D13 | MAT GLAZED TILE | n/a | n/a | n/a | n/a | Clinic_076-078_Finish Schedule | n/a
WallMaterial-South | bill.east@us.army.mil | 2012-10-26T09:46:00 | Requirement | Space | 2D13 | MAT GLAZED TILE | n/a | n/a | n/a | n/a | Clinic_076-078_Finish Schedule | n/a
WallMaterial-West | bill.east@us.army.mil | 2012-10-26T09:46:00 | Requirement | Space | 2D13 | MAT GLAZED TILE | n/a | n/a | n/a | n/a | Clinic_076-078_Finish Schedule | n/a
BaseColor | bill.east@us.army.mil | 2012-10-26T09:46:00 | Requirement | Space | 2D14 | ROPPE - 40 FAWN - 4" HIGH RUBBER COVE BASE | n/a | n/a | n/a | n/a | Clinic_076-078_Finish Schedule | n/a
BaseMaterial | bill.east@us.army.mil | 2012-10-26T09:46:00 | Requirement | Space | 2D14 | RUBBER BASE | n/a | n/a | n/a | n/a | Clinic_076-078_Finish Schedule | n/a
CeilingColor | bill.east@us.army.mil | 2012-10-26T09:46:00 | Requirement | Space | 2D14 | ARMSTRONG CEILING TILE - CIRRUS TEGULAR; COLOR: WHITE; SERIES #534 GRID-15/16" EXPOSED TEE GRID SYSTEM-WHITE; SIZE: 2'x2'x3/4" | n/a | n/a | n/a | n/a | Clinic_076-078_Finish Schedule | n/a
CeilingMaterial | bill.east@us.army.mil | 2012-10-26T09:46:00 | Requirement | Space | 2D14 | ACOUSTICAL CEILING TILE | n/a | n/a | n/a | n/a | Clinic_076-078_Finish Schedule | n/a
FloorColor | bill.east@us.army.mil | 2012-10-26T09:46:00 | Requirement | Space | 2D14 | INTERFACE - CARIBBEAN #3063 SEA TURTLE | n/a | n/a | n/a | n/a | Clinic_076-078_Finish Schedule | n/a
FloorMaterial | bill.east@us.army.mil | 2012-10-26T09:46:00 | Requirement | Space | 2D14 | CARPET | n/a | n/a | n/a | n/a | Clinic_076-078_Finish Schedule | n/a
WallColor-East | bill.east@us.army.mil | 2012-10-26T09:46:00 | Requirement | Space | 2D14 | DEVOE # 2W18-2 PRARIE BUFF | n/a | n/a | n/a | n/a | Clinic_076-078_Finish Schedule | n/a
WallColor-North | bill.east@us.army.mil | 2012-10-26T09:46:00 | Requirement | Space | 2D14 | DEVOE # 2W18-2 PRARIE BUFF | n/a | n/a | n/a | n/a | Clinic_076-078_Finish Schedule | n/a
WallColor-South | bill.east@us.army.mil | 2012-10-26T09:46:00 | Requirement | Space | 2D14 | DEVOE # 2W18-2 PRARIE BUFF | n/a | n/a | n/a | n/a | Clinic_076-078_Finish Schedule | n/a
WallColor-West | bill.east@us.army.mil | 2012-10-26T09:46:00 | Requirement | Space | 2D14 | DEVOE # 2W18-2 PRARIE BUFF | n/a | n/a | n/a | n/a | Clinic_076-078_Finish Schedule | n/a
WallMaterial-East | bill.east@us.army.mil | 2012-10-26T09:46:00 | Requirement | Space | 2D14 | GYPSUM WALLBOARD WITH PAINT | n/a | n/a | n/a | n/a | Clinic_076-078_Finish Schedule | n/a
WallMaterial-North | bill.east@us.army.mil | 2012-10-26T09:46:00 | Requirement | Space | 2D14 | GYPSUM WALLBOARD WITH PAINT | n/a | n/a | n/a | n/a | Clinic_076-078_Finish Schedule | n/a
WallMaterial-South | bill.east@us.army.mil | 2012-10-26T09:46:00 | Requirement | Space | 2D14 | GYPSUM WALLBOARD WITH PAINT | n/a | n/a | n/a | n/a | Clinic_076-078_Finish Schedule | n/a
WallMaterial-West | bill.east@us.army.mil | 2012-10-26T09:46:00 | Requirement | Space | 2D14 | GYPSUM WALLBOARD WITH PAINT | n/a | n/a | n/a | n/a | Clinic_076-078_Finish Schedule | n/a
BaseColor | bill.east@us.army.mil | 2012-10-26T09:46:00 | Requirement | Space | 2D15 | ROPPE - 40 FAWN - 4" HIGH RUBBER COVE BASE | n/a | n/a | n/a | n/a | Clinic_076-078_Finish Schedule | n/a
BaseMaterial | bill.east@us.army.mil | 2012-10-26T09:46:00 | Requirement | Space | 2D15 | RUBBER BASE | n/a | n/a | n/a | n/a | Clinic_076-078_Finish Schedule | n/a
CeilingColor | bill.east@us.army.mil | 2012-10-26T09:46:00 | Requirement | Space | 2D15 | ARMSTRONG CEILING TILE - CIRRUS TEGULAR; COLOR: WHITE; SERIES #534 GRID-15/16" EXPOSED TEE GRID SYSTEM-WHITE; SIZE: 2'x2'x3/4" | n/a | n/a | n/a | n/a | Clinic_076-078_Finish Schedule | n/a
CeilingMaterial | bill.east@us.army.mil | 2012-10-26T09:46:00 | Requirement | Space | 2D15 | ACOUSTICAL CEILING TILE | n/a | n/a | n/a | n/a | Clinic_076-078_Finish Schedule | n/a
FloorColor | bill.east@us.army.mil | 2012-10-26T09:46:00 | Requirement | Space | 2D15 | INTERFACE - CARIBBEAN #3063 SEA TURTLE | n/a | n/a | n/a | n/a | Clinic_076-078_Finish Schedule | n/a
FloorMaterial | bill.east@us.army.mil | 2012-10-26T09:46:00 | Requirement | Space | 2D15 | CARPET | n/a | n/a | n/a | n/a | Clinic_076-078_Finish Schedule | n/a
WallColor-East | bill.east@us.army.mil | 2012-10-26T09:46:00 | Requirement | Space | 2D15 | DEVOE # 2W18-2 PRARIE BUFF | n/a | n/a | n/a | n/a | Clinic_076-078_Finish Schedule | n/a
WallColor-North | bill.east@us.army.mil | 2012-10-26T09:46:00 | Requirement | Space | 2D15 | DEVOE # 2W18-2 PRARIE BUFF | n/a | n/a | n/a | n/a | Clinic_076-078_Finish Schedule | n/a
WallColor-South | bill.east@us.army.mil | 2012-10-26T09:46:00 | Requirement | Space | 2D15 | DEVOE # 2W18-2 PRARIE BUFF | n/a | n/a | n/a | n/a | Clinic_076-078_Finish Schedule | n/a
WallColor-West | bill.east@us.army.mil | 2012-10-26T09:46:00 | Requirement | Space | 2D15 | DEVOE # 2W18-2 PRARIE BUFF | n/a | n/a | n/a | n/a | Clinic_076-078_Finish Schedule | n/a
WallMaterial-East | bill.east@us.army.mil | 2012-10-26T09:46:00 | Requirement | Space | 2D15 | GYPSUM WALLBOARD WITH PAINT | n/a | n/a | n/a | n/a | Clinic_076-078_Finish Schedule | n/a
WallMaterial-North | bill.east@us.army.mil | 2012-10-26T09:46:00 | Requirement | Space | 2D15 | GYPSUM WALLBOARD WITH PAINT | n/a | n/a | n/a | n/a | Clinic_076-078_Finish Schedule | n/a
WallMaterial-South | bill.east@us.army.mil | 2012-10-26T09:46:00 | Requirement | Space | 2D15 | GYPSUM WALLBOARD WITH PAINT | n/a | n/a | n/a | n/a | Clinic_076-078_Finish Schedule | n/a
WallMaterial-West | bill.east@us.army.mil | 2012-10-26T09:46:00 | Requirement | Space | 2D15 | GYPSUM WALLBOARD WITH PAINT | n/a | n/a | n/a | n/a | Clinic_076-078_Finish Schedule | n/a
BaseColor | bill.east@us.army.mil | 2012-10-26T09:46:00 | Requirement | Space | 2D16 | ROPPE - 40 FAWN - 4" HIGH RUBBER COVE BASE | n/a | n/a | n/a | n/a | Clinic_076-078_Finish Schedule | n/a
BaseMaterial | bill.east@us.army.mil | 2012-10-26T09:46:00 | Requirement | Space | 2D16 | RUBBER BASE | n/a | n/a | n/a | n/a | Clinic_076-078_Finish Schedule | n/a
CeilingColor | bill.east@us.army.mil | 2012-10-26T09:46:00 | Requirement | Space | 2D16 | ARMSTRONG CEILING TILE - CIRRUS TEGULAR; COLOR: WHITE; SERIES #534 GRID-15/16" EXPOSED TEE GRID SYSTEM-WHITE; SIZE: 2'x2'x3/4" | n/a | n/a | n/a | n/a | Clinic_076-078_Finish Schedule | n/a
CeilingMaterial | bill.east@us.army.mil | 2012-10-26T09:46:00 | Requirement | Space | 2D16 | ACOUSTICAL CEILING TILE | n/a | n/a | n/a | n/a | Clinic_076-078_Finish Schedule | n/a
FloorColor | bill.east@us.army.mil | 2012-10-26T09:46:00 | Requirement | Space | 2D16 | INTERFACE - CARIBBEAN #3063 SEA TURTLE | n/a | n/a | n/a | n/a | Clinic_076-078_Finish Schedule | n/a
FloorMaterial | bill.east@us.army.mil | 2012-10-26T09:46:00 | Requirement | Space | 2D16 | CARPET | n/a | n/a | n/a | n/a | Clinic_076-078_Finish Schedule | n/a
WallColor-East | bill.east@us.army.mil | 2012-10-26T09:46:00 | Requirement | Space | 2D16 | DEVOE # 2W18-2 PRARIE BUFF | n/a | n/a | n/a | n/a | Clinic_076-078_Finish Schedule | n/a
WallColor-North | bill.east@us.army.mil | 2012-10-26T09:46:00 | Requirement | Space | 2D16 | DEVOE # 2W18-2 PRARIE BUFF | n/a | n/a | n/a | n/a | Clinic_076-078_Finish Schedule | n/a
WallColor-South | bill.east@us.army.mil | 2012-10-26T09:46:00 | Requirement | Space | 2D16 | DEVOE # 2W18-2 PRARIE BUFF | n/a | n/a | n/a | n/a | Clinic_076-078_Finish Schedule | n/a
WallColor-West | bill.east@us.army.mil | 2012-10-26T09:46:00 | Requirement | Space | 2D16 | DEVOE # 2W18-2 PRARIE BUFF | n/a | n/a | n/a | n/a | Clinic_076-078_Finish Schedule | n/a
WallMaterial-East | bill.east@us.army.mil | 2012-10-26T09:46:00 | Requirement | Space | 2D16 | GYPSUM WALLBOARD WITH PAINT | n/a | n/a | n/a | n/a | Clinic_076-078_Finish Schedule | n/a
WallMaterial-North | bill.east@us.army.mil | 2012-10-26T09:46:00 | Requirement | Space | 2D16 | GYPSUM WALLBOARD WITH PAINT | n/a | n/a | n/a | n/a | Clinic_076-078_Finish Schedule | n/a
WallMaterial-South | bill.east@us.army.mil | 2012-10-26T09:46:00 | Requirement | Space | 2D16 | GYPSUM WALLBOARD WITH PAINT | n/a | n/a | n/a | n/a | Clinic_076-078_Finish Schedule | n/a
WallMaterial-West | bill.east@us.army.mil | 2012-10-26T09:46:00 | Requirement | Space | 2D16 | GYPSUM WALLBOARD WITH PAINT | n/a | n/a | n/a | n/a | Clinic_076-078_Finish Schedule | n/a
BaseColor | bill.east@us.army.mil | 2012-10-26T09:46:00 | Requirement | Space | 2D17 | ROPPE - 40 FAWN - 4" HIGH RUBBER COVE BASE | n/a | n/a | n/a | n/a | Clinic_076-078_Finish Schedule | n/a
BaseMaterial | bill.east@us.army.mil | 2012-10-26T09:46:00 | Requirement | Space | 2D17 | RUBBER BASE | n/a | n/a | n/a | n/a | Clinic_076-078_Finish Schedule | n/a
CeilingColor | bill.east@us.army.mil | 2012-10-26T09:46:00 | Requirement | Space | 2D17 | ARMSTRONG CEILING TILE - CIRRUS TEGULAR; COLOR: WHITE; SERIES #534 GRID-15/16" EXPOSED TEE GRID SYSTEM-WHITE; SIZE: 2'x2'x3/4" | n/a | n/a | n/a | n/a | Clinic_076-078_Finish Schedule | n/a
CeilingMaterial | bill.east@us.army.mil | 2012-10-26T09:46:00 | Requirement | Space | 2D17 | ACOUSTICAL CEILING TILE | n/a | n/a | n/a | n/a | Clinic_076-078_Finish Schedule | n/a
FloorColor | bill.east@us.army.mil | 2012-10-26T09:46:00 | Requirement | Space | 2D17 | INTERFACE - CARIBBEAN #3063 SEA TURTLE | n/a | n/a | n/a | n/a | Clinic_076-078_Finish Schedule | n/a
FloorMaterial | bill.east@us.army.mil | 2012-10-26T09:46:00 | Requirement | Space | 2D17 | CARPET | n/a | n/a | n/a | n/a | Clinic_076-078_Finish Schedule | n/a
WallColor-East | bill.east@us.army.mil | 2012-10-26T09:46:00 | Requirement | Space | 2D17 | DEVOE # 2W18-2 PRARIE BUFF | n/a | n/a | n/a | n/a | Clinic_076-078_Finish Schedule | n/a
WallColor-North | bill.east@us.army.mil | 2012-10-26T09:46:00 | Requirement | Space | 2D17 | DEVOE # 2W18-2 PRARIE BUFF | n/a | n/a | n/a | n/a | Clinic_076-078_Finish Schedule | n/a
WallColor-South | bill.east@us.army.mil | 2012-10-26T09:46:00 | Requirement | Space | 2D17 | DEVOE # 2W18-2 PRARIE BUFF | n/a | n/a | n/a | n/a | Clinic_076-078_Finish Schedule | n/a
WallColor-West | bill.east@us.army.mil | 2012-10-26T09:46:00 | Requirement | Space | 2D17 | DEVOE # 2W18-2 PRARIE BUFF | n/a | n/a | n/a | n/a | Clinic_076-078_Finish Schedule | n/a
WallMaterial-East | bill.east@us.army.mil | 2012-10-26T09:46:00 | Requirement | Space | 2D17 | GYPSUM WALLBOARD WITH PAINT | n/a | n/a | n/a | n/a | Clinic_076-078_Finish Schedule | n/a
WallMaterial-North | bill.east@us.army.mil | 2012-10-26T09:46:00 | Requirement | Space | 2D17 | GYPSUM WALLBOARD WITH PAINT | n/a | n/a | n/a | n/a | Clinic_076-078_Finish Schedule | n/a
WallMaterial-South | bill.east@us.army.mil | 2012-10-26T09:46:00 | Requirement | Space | 2D17 | GYPSUM WALLBOARD WITH PAINT | n/a | n/a | n/a | n/a | Clinic_076-078_Finish Schedule | n/a
WallMaterial-West | bill.east@us.army.mil | 2012-10-26T09:46:00 | Requirement | Space | 2D17 | GYPSUM WALLBOARD WITH PAINT | n/a | n/a | n/a | n/a | Clinic_076-078_Finish Schedule | n/a
BaseColor | bill.east@us.army.mil | 2012-10-26T09:46:00 | Requirement | Space | 2D18 | ROPPE - 40 FAWN - 4" HIGH RUBBER COVE BASE | n/a | n/a | n/a | n/a | Clinic_076-078_Finish Schedule | n/a
BaseMaterial | bill.east@us.army.mil | 2012-10-26T09:46:00 | Requirement | Space | 2D18 | RUBBER BASE | n/a | n/a | n/a | n/a | Clinic_076-078_Finish Schedule | n/a
CeilingColor | bill.east@us.army.mil | 2012-10-26T09:46:00 | Requirement | Space | 2D18 | ARMSTRONG CEILING TILE - CIRRUS TEGULAR; COLOR: WHITE; SERIES #534 GRID-15/16" EXPOSED TEE GRID SYSTEM-WHITE; SIZE: 2'x2'x3/4" | n/a | n/a | n/a | n/a | Clinic_076-078_Finish Schedule | n/a
CeilingMaterial | bill.east@us.army.mil | 2012-10-26T09:46:00 | Requirement | Space | 2D18 | ACOUSTICAL CEILING TILE | n/a | n/a | n/a | n/a | Clinic_076-078_Finish Schedule | n/a
FloorColor | bill.east@us.army.mil | 2012-10-26T09:46:00 | Requirement | Space | 2D18 | INTERFACE - CARIBBEAN #3063 SEA TURTLE | n/a | n/a | n/a | n/a | Clinic_076-078_Finish Schedule | n/a
FloorMaterial | bill.east@us.army.mil | 2012-10-26T09:46:00 | Requirement | Space | 2D18 | CARPET | n/a | n/a | n/a | n/a | Clinic_076-078_Finish Schedule | n/a
WallColor-East | bill.east@us.army.mil | 2012-10-26T09:46:00 | Requirement | Space | 2D18 | DEVOE # 2W18-2 PRARIE BUFF | n/a | n/a | n/a | n/a | Clinic_076-078_Finish Schedule | n/a
WallColor-North | bill.east@us.army.mil | 2012-10-26T09:46:00 | Requirement | Space | 2D18 | DEVOE # 2W18-2 PRARIE BUFF | n/a | n/a | n/a | n/a | Clinic_076-078_Finish Schedule | n/a
WallColor-South | bill.east@us.army.mil | 2012-10-26T09:46:00 | Requirement | Space | 2D18 | DEVOE # 2W18-2 PRARIE BUFF | n/a | n/a | n/a | n/a | Clinic_076-078_Finish Schedule | n/a
WallColor-West | bill.east@us.army.mil | 2012-10-26T09:46:00 | Requirement | Space | 2D18 | DEVOE # 2W18-2 PRARIE BUFF | n/a | n/a | n/a | n/a | Clinic_076-078_Finish Schedule | n/a
WallMaterial-East | bill.east@us.army.mil | 2012-10-26T09:46:00 | Requirement | Space | 2D18 | GYPSUM WALLBOARD WITH PAINT | n/a | n/a | n/a | n/a | Clinic_076-078_Finish Schedule | n/a
WallMaterial-North | bill.east@us.army.mil | 2012-10-26T09:46:00 | Requirement | Space | 2D18 | GYPSUM WALLBOARD WITH PAINT | n/a | n/a | n/a | n/a | Clinic_076-078_Finish Schedule | n/a
WallMaterial-South | bill.east@us.army.mil | 2012-10-26T09:46:00 | Requirement | Space | 2D18 | GYPSUM WALLBOARD WITH PAINT | n/a | n/a | n/a | n/a | Clinic_076-078_Finish Schedule | n/a
WallMaterial-West | bill.east@us.army.mil | 2012-10-26T09:46:00 | Requirement | Space | 2D18 | GYPSUM WALLBOARD WITH PAINT | n/a | n/a | n/a | n/a | Clinic_076-078_Finish Schedule | n/a
BaseColor | bill.east@us.army.mil | 2012-10-26T09:46:00 | Requirement | Space | 2D19 | ROPPE - 40 FAWN - 4" HIGH RUBBER COVE BASE | n/a | n/a | n/a | n/a | Clinic_076-078_Finish Schedule | n/a
BaseMaterial | bill.east@us.army.mil | 2012-10-26T09:46:00 | Requirement | Space | 2D19 | RUBBER BASE | n/a | n/a | n/a | n/a | Clinic_076-078_Finish Schedule | n/a
CeilingColor | bill.east@us.army.mil | 2012-10-26T09:46:00 | Requirement | Space | 2D19 | ARMSTRONG CEILING TILE - CIRRUS TEGULAR; COLOR: WHITE; SERIES #534 GRID-15/16" EXPOSED TEE GRID SYSTEM-WHITE; SIZE: 2'x2'x3/4" | n/a | n/a | n/a | n/a | Clinic_076-078_Finish Schedule | n/a
CeilingMaterial | bill.east@us.army.mil | 2012-10-26T09:46:00 | Requirement | Space | 2D19 | ACOUSTICAL CEILING TILE | n/a | n/a | n/a | n/a | Clinic_076-078_Finish Schedule | n/a
FloorColor | bill.east@us.army.mil | 2012-10-26T09:46:00 | Requirement | Space | 2D19 | INTERFACE - CARIBBEAN #3063 SEA TURTLE | n/a | n/a | n/a | n/a | Clinic_076-078_Finish Schedule | n/a
FloorMaterial | bill.east@us.army.mil | 2012-10-26T09:46:00 | Requirement | Space | 2D19 | CARPET | n/a | n/a | n/a | n/a | Clinic_076-078_Finish Schedule | n/a
WallColor-East | bill.east@us.army.mil | 2012-10-26T09:46:00 | Requirement | Space | 2D19 | DEVOE # 2W18-2 PRARIE BUFF | n/a | n/a | n/a | n/a | Clinic_076-078_Finish Schedule | n/a
WallColor-North | bill.east@us.army.mil | 2012-10-26T09:46:00 | Requirement | Space | 2D19 | DEVOE # 2W18-2 PRARIE BUFF | n/a | n/a | n/a | n/a | Clinic_076-078_Finish Schedule | n/a
WallColor-South | bill.east@us.army.mil | 2012-10-26T09:46:00 | Requirement | Space | 2D19 | DEVOE # 2W18-2 PRARIE BUFF | n/a | n/a | n/a | n/a | Clinic_076-078_Finish Schedule | n/a
WallColor-West | bill.east@us.army.mil | 2012-10-26T09:46:00 | Requirement | Space | 2D19 | DEVOE # 2W18-2 PRARIE BUFF | n/a | n/a | n/a | n/a | Clinic_076-078_Finish Schedule | n/a
WallMaterial-East | bill.east@us.army.mil | 2012-10-26T09:46:00 | Requirement | Space | 2D19 | GYPSUM WALLBOARD WITH PAINT | n/a | n/a | n/a | n/a | Clinic_076-078_Finish Schedule | n/a
WallMaterial-North | bill.east@us.army.mil | 2012-10-26T09:46:00 | Requirement | Space | 2D19 | GYPSUM WALLBOARD WITH PAINT | n/a | n/a | n/a | n/a | Clinic_076-078_Finish Schedule | n/a
WallMaterial-South | bill.east@us.army.mil | 2012-10-26T09:46:00 | Requirement | Space | 2D19 | GYPSUM WALLBOARD WITH PAINT | n/a | n/a | n/a | n/a | Clinic_076-078_Finish Schedule | n/a
WallMaterial-West | bill.east@us.army.mil | 2012-10-26T09:46:00 | Requirement | Space | 2D19 | GYPSUM WALLBOARD WITH PAINT | n/a | n/a | n/a | n/a | Clinic_076-078_Finish Schedule | n/a
BaseColor | bill.east@us.army.mil | 2012-10-26T09:46:00 | Requirement | Space | 2D20 | ROPPE - 40 FAWN - 4" HIGH RUBBER COVE BASE | n/a | n/a | n/a | n/a | Clinic_076-078_Finish Schedule | n/a
BaseMaterial | bill.east@us.army.mil | 2012-10-26T09:46:00 | Requirement | Space | 2D20 | RUBBER BASE | n/a | n/a | n/a | n/a | Clinic_076-078_Finish Schedule | n/a
CeilingColor | bill.east@us.army.mil | 2012-10-26T09:46:00 | Requirement | Space | 2D20 | ARMSTRONG CEILING TILE - CIRRUS TEGULAR; COLOR: WHITE; SERIES #534 GRID-15/16" EXPOSED TEE GRID SYSTEM-WHITE; SIZE: 2'x2'x3/4" | n/a | n/a | n/a | n/a | Clinic_076-078_Finish Schedule | n/a
CeilingMaterial | bill.east@us.army.mil | 2012-10-26T09:46:00 | Requirement | Space | 2D20 | ACOUSTICAL CEILING TILE | n/a | n/a | n/a | n/a | Clinic_076-078_Finish Schedule | n/a
FloorColor | bill.east@us.army.mil | 2012-10-26T09:46:00 | Requirement | Space | 2D20 | INTERFACE - CARIBBEAN #3080 ANTIQUA | n/a | n/a | n/a | n/a | Clinic_076-078_Finish Schedule | n/a
FloorMaterial | bill.east@us.army.mil | 2012-10-26T09:46:00 | Requirement | Space | 2D20 | CARPET | n/a | n/a | n/a | n/a | Clinic_076-078_Finish Schedule | n/a
WallColor-East | bill.east@us.army.mil | 2012-10-26T09:46:00 | Requirement | Space | 2D20 | DEVOE # 2W18-2 PRARIE BUFF | n/a | n/a | n/a | n/a | Clinic_076-078_Finish Schedule | n/a
WallColor-North | bill.east@us.army.mil | 2012-10-26T09:46:00 | Requirement | Space | 2D20 | DEVOE # 2W18-2 PRARIE BUFF | n/a | n/a | n/a | n/a | Clinic_076-078_Finish Schedule | n/a
WallColor-South | bill.east@us.army.mil | 2012-10-26T09:46:00 | Requirement | Space | 2D20 | DEVOE # 2W18-2 PRARIE BUFF | n/a | n/a | n/a | n/a | Clinic_076-078_Finish Schedule | n/a
WallColor-West | bill.east@us.army.mil | 2012-10-26T09:46:00 | Requirement | Space | 2D20 | DEVOE # 2W18-2 PRARIE BUFF | n/a | n/a | n/a | n/a | Clinic_076-078_Finish Schedule | n/a
WallMaterial-East | bill.east@us.army.mil | 2012-10-26T09:46:00 | Requirement | Space | 2D20 | GYPSUM WALLBOARD WITH PAINT | n/a | n/a | n/a | n/a | Clinic_076-078_Finish Schedule | n/a
WallMaterial-North | bill.east@us.army.mil | 2012-10-26T09:46:00 | Requirement | Space | 2D20 | GYPSUM WALLBOARD WITH PAINT | n/a | n/a | n/a | n/a | Clinic_076-078_Finish Schedule | n/a
WallMaterial-South | bill.east@us.army.mil | 2012-10-26T09:46:00 | Requirement | Space | 2D20 | GYPSUM WALLBOARD WITH PAINT | n/a | n/a | n/a | n/a | Clinic_076-078_Finish Schedule | n/a
WallMaterial-West | bill.east@us.army.mil | 2012-10-26T09:46:00 | Requirement | Space | 2D20 | GYPSUM WALLBOARD WITH PAINT | n/a | n/a | n/a | n/a | Clinic_076-078_Finish Schedule | n/a
BaseColor | bill.east@us.army.mil | 2012-10-26T09:46:00 | Requirement | Space | 2D21 | ROPPE - 40 FAWN - 4" HIGH RUBBER COVE BASE | n/a | n/a | n/a | n/a | Clinic_076-078_Finish Schedule | n/a
BaseMaterial | bill.east@us.army.mil | 2012-10-26T09:46:00 | Requirement | Space | 2D21 | RUBBER BASE | n/a | n/a | n/a | n/a | Clinic_076-078_Finish Schedule | n/a
CeilingColor | bill.east@us.army.mil | 2012-10-26T09:46:00 | Requirement | Space | 2D21 | ARMSTRONG CEILING TILE - CIRRUS TEGULAR; COLOR: WHITE; SERIES #534 GRID-15/16" EXPOSED TEE GRID SYSTEM-WHITE; SIZE: 2'x2'x3/4" | n/a | n/a | n/a | n/a | Clinic_076-078_Finish Schedule | n/a
CeilingMaterial | bill.east@us.army.mil | 2012-10-26T09:46:00 | Requirement | Space | 2D21 | ACOUSTICAL CEILING TILE | n/a | n/a | n/a | n/a | Clinic_076-078_Finish Schedule | n/a
FloorColor | bill.east@us.army.mil | 2012-10-26T09:46:00 | Requirement | Space | 2D21 | INTERFACE - CARIBBEAN #3080 ANTIQUA | n/a | n/a | n/a | n/a | Clinic_076-078_Finish Schedule | n/a
FloorMaterial | bill.east@us.army.mil | 2012-10-26T09:46:00 | Requirement | Space | 2D21 | CARPET | n/a | n/a | n/a | n/a | Clinic_076-078_Finish Schedule | n/a
WallColor-East | bill.east@us.army.mil | 2012-10-26T09:46:00 | Requirement | Space | 2D21 | DEVOE # 2W18-2 PRARIE BUFF | n/a | n/a | n/a | n/a | Clinic_076-078_Finish Schedule | n/a
WallColor-North | bill.east@us.army.mil | 2012-10-26T09:46:00 | Requirement | Space | 2D21 | DEVOE # 2W18-2 PRARIE BUFF | n/a | n/a | n/a | n/a | Clinic_076-078_Finish Schedule | n/a
WallColor-South | bill.east@us.army.mil | 2012-10-26T09:46:00 | Requirement | Space | 2D21 | DEVOE # 2W18-2 PRARIE BUFF | n/a | n/a | n/a | n/a | Clinic_076-078_Finish Schedule | n/a
WallColor-West | bill.east@us.army.mil | 2012-10-26T09:46:00 | Requirement | Space | 2D21 | DEVOE # 2W18-2 PRARIE BUFF | n/a | n/a | n/a | n/a | Clinic_076-078_Finish Schedule | n/a
WallMaterial-East | bill.east@us.army.mil | 2012-10-26T09:46:00 | Requirement | Space | 2D21 | GYPSUM WALLBOARD WITH PAINT | n/a | n/a | n/a | n/a | Clinic_076-078_Finish Schedule | n/a
WallMaterial-North | bill.east@us.army.mil | 2012-10-26T09:46:00 | Requirement | Space | 2D21 | GYPSUM WALLBOARD WITH PAINT | n/a | n/a | n/a | n/a | Clinic_076-078_Finish Schedule | n/a
WallMaterial-South | bill.east@us.army.mil | 2012-10-26T09:46:00 | Requirement | Space | 2D21 | GYPSUM WALLBOARD WITH PAINT | n/a | n/a | n/a | n/a | Clinic_076-078_Finish Schedule | n/a
WallMaterial-West | bill.east@us.army.mil | 2012-10-26T09:46:00 | Requirement | Space | 2D21 | GYPSUM WALLBOARD WITH PAINT | n/a | n/a | n/a | n/a | Clinic_076-078_Finish Schedule | n/a
BaseColor | bill.east@us.army.mil | 2012-10-26T09:46:00 | Requirement | Space | 2DC1 | ROPPE - 40 FAWN - 4" HIGH RUBBER COVE BASE | n/a | n/a | n/a | n/a | Clinic_076-078_Finish Schedule | n/a
BaseMaterial | bill.east@us.army.mil | 2012-10-26T09:46:00 | Requirement | Space | 2DC1 | RUBBER BASE | n/a | n/a | n/a | n/a | Clinic_076-078_Finish Schedule | n/a
CeilingColor | bill.east@us.army.mil | 2012-10-26T09:46:00 | Requirement | Space | 2DC1 | ARMSTRONG CEILING TILE - CIRRUS TEGULAR; COLOR: WHITE; SERIES #534 GRID-15/16" EXPOSED TEE GRID SYSTEM-WHITE; SIZE: 2'x2'x3/4" | n/a | n/a | n/a | n/a | Clinic_076-078_Finish Schedule | n/a
CeilingMaterial | bill.east@us.army.mil | 2012-10-26T09:46:00 | Requirement | Space | 2DC1 | ACOUSTICAL CEILING TILE | n/a | n/a | n/a | n/a | Clinic_076-078_Finish Schedule | n/a
FloorColor | bill.east@us.army.mil | 2012-10-26T09:46:00 | Requirement | Space | 2DC1 | VAMERICAN OLEAN #A-55 DOE SIZE: 2"x2",2 | n/a | n/a | n/a | n/a | Clinic_076-078_Finish Schedule | n/a
FloorMaterial | bill.east@us.army.mil | 2012-10-26T09:46:00 | Requirement | Space | 2DC1 | VINYL COMPOSITION TILE | n/a | n/a | n/a | n/a | Clinic_076-078_Finish Schedule | n/a
WallColor-East | bill.east@us.army.mil | 2012-10-26T09:46:00 | Requirement | Space | 2DC1 | DEVOE # 2W18-2 PRARIE BUFF | n/a | n/a | n/a | n/a | Clinic_076-078_Finish Schedule | n/a
WallColor-North | bill.east@us.army.mil | 2012-10-26T09:46:00 | Requirement | Space | 2DC1 | DEVOE # 2W18-2 PRARIE BUFF | n/a | n/a | n/a | n/a | Clinic_076-078_Finish Schedule | n/a
WallColor-South | bill.east@us.army.mil | 2012-10-26T09:46:00 | Requirement | Space | 2DC1 | DEVOE # 2W18-2 PRARIE BUFF | n/a | n/a | n/a | n/a | Clinic_076-078_Finish Schedule | n/a
WallColor-West | bill.east@us.army.mil | 2012-10-26T09:46:00 | Requirement | Space | 2DC1 | DEVOE # 2W18-2 PRARIE BUFF | n/a | n/a | n/a | n/a | Clinic_076-078_Finish Schedule | n/a
WallMaterial-East | bill.east@us.army.mil | 2012-10-26T09:46:00 | Requirement | Space | 2DC1 | GYPSUM WALLBOARD WITH PAINT | n/a | n/a | n/a | n/a | Clinic_076-078_Finish Schedule | n/a
WallMaterial-North | bill.east@us.army.mil | 2012-10-26T09:46:00 | Requirement | Space | 2DC1 | GYPSUM WALLBOARD WITH PAINT | n/a | n/a | n/a | n/a | Clinic_076-078_Finish Schedule | n/a
WallMaterial-South | bill.east@us.army.mil | 2012-10-26T09:46:00 | Requirement | Space | 2DC1 | GYPSUM WALLBOARD WITH PAINT | n/a | n/a | n/a | n/a | Clinic_076-078_Finish Schedule | n/a
WallMaterial-West | bill.east@us.army.mil | 2012-10-26T09:46:00 | Requirement | Space | 2DC1 | GYPSUM WALLBOARD WITH PAINT | n/a | n/a | n/a | n/a | Clinic_076-078_Finish Schedule | n/a
BaseColor | bill.east@us.army.mil | 2012-10-26T09:46:00 | Requirement | Space | 2DC2 | ROPPE - 40 FAWN - 4" HIGH RUBBER COVE BASE | n/a | n/a | n/a | n/a | Clinic_076-078_Finish Schedule | n/a
BaseMaterial | bill.east@us.army.mil | 2012-10-26T09:46:00 | Requirement | Space | 2DC2 | RUBBER BASE | n/a | n/a | n/a | n/a | Clinic_076-078_Finish Schedule | n/a
CeilingColor | bill.east@us.army.mil | 2012-10-26T09:46:00 | Requirement | Space | 2DC2 | ARMSTRONG CEILING TILE - CIRRUS TEGULAR; COLOR: WHITE; SERIES #534 GRID-15/16" EXPOSED TEE GRID SYSTEM-WHITE; SIZE: 2'x2'x3/4" | n/a | n/a | n/a | n/a | Clinic_076-078_Finish Schedule | n/a
CeilingMaterial | bill.east@us.army.mil | 2012-10-26T09:46:00 | Requirement | Space | 2DC2 | ACOUSTICAL CEILING TILE | n/a | n/a | n/a | n/a | Clinic_076-078_Finish Schedule | n/a
FloorColor | bill.east@us.army.mil | 2012-10-26T09:46:00 | Requirement | Space | 2DC2 | VAMERICAN OLEAN #A-55 DOE SIZE: 2"x2",2 | n/a | n/a | n/a | n/a | Clinic_076-078_Finish Schedule | n/a
FloorMaterial | bill.east@us.army.mil | 2012-10-26T09:46:00 | Requirement | Space | 2DC2 | VINYL COMPOSITION TILE | n/a | n/a | n/a | n/a | Clinic_076-078_Finish Schedule | n/a
WallColor-East | bill.east@us.army.mil | 2012-10-26T09:46:00 | Requirement | Space | 2DC2 | DEVOE # 2W18-2 PRARIE BUFF | n/a | n/a | n/a | n/a | Clinic_076-078_Finish Schedule | n/a
WallColor-North | bill.east@us.army.mil | 2012-10-26T09:46:00 | Requirement | Space | 2DC2 | DEVOE # 2W18-2 PRARIE BUFF | n/a | n/a | n/a | n/a | Clinic_076-078_Finish Schedule | n/a
WallColor-South | bill.east@us.army.mil | 2012-10-26T09:46:00 | Requirement | Space | 2DC2 | DEVOE # 2W18-2 PRARIE BUFF | n/a | n/a | n/a | n/a | Clinic_076-078_Finish Schedule | n/a
WallColor-West | bill.east@us.army.mil | 2012-10-26T09:46:00 | Requirement | Space | 2DC2 | DEVOE # 2W18-2 PRARIE BUFF | n/a | n/a | n/a | n/a | Clinic_076-078_Finish Schedule | n/a
WallMaterial-East | bill.east@us.army.mil | 2012-10-26T09:46:00 | Requirement | Space | 2DC2 | GYPSUM WALLBOARD WITH PAINT | n/a | n/a | n/a | n/a | Clinic_076-078_Finish Schedule | n/a
WallMaterial-North | bill.east@us.army.mil | 2012-10-26T09:46:00 | Requirement | Space | 2DC2 | GYPSUM WALLBOARD WITH PAINT | n/a | n/a | n/a | n/a | Clinic_076-078_Finish Schedule | n/a
WallMaterial-South | bill.east@us.army.mil | 2012-10-26T09:46:00 | Requirement | Space | 2DC2 | GYPSUM WALLBOARD WITH PAINT | n/a | n/a | n/a | n/a | Clinic_076-078_Finish Schedule | n/a
WallMaterial-West | bill.east@us.army.mil | 2012-10-26T09:46:00 | Requirement | Space | 2DC2 | GYPSUM WALLBOARD WITH PAINT | n/a | n/a | n/a | n/a | Clinic_076-078_Finish Schedule | n/a

## System
Name | CreatedBy | CreatedOn | Category | ComponentNames | ExtSystem | ExtObject | ExtIdentifier | Description

## Connection
Name | CreatedBy | CreatedOn | ConnectionType | SheetName | RowName1 | RowName2 | RealizingElement | PortName1 | PortName2 | ExtSystem | ExtObject | ExtIdentifier | Description

## Assembly
Name | CreatedBy | CreatedOn | SheetName | ParentName | ChildNames | AssemblyType | ExtSystem | ExtObject | ExtIdentifier | Description

## Spare
Name | CreatedBy | CreatedOn | Category | TypeName | Suppliers | ExtSystem | ExtObject | ExtIdentifier | Description | SetNumber | PartNumber

## Resource
Name | CreatedBy | CreatedOn | Category | ExtSystem | ExtObject | ExtIdentifier | Description

## Job
Name | CreatedBy | CreatedOn | Category | Status | TypeName | Description | Duration | DurationUnit | Start | TaskStartUnit | Frequency | FrequencyUnit | ExtSystem | ExtObject | ExtIdentifier | TaskNumber | Priors | ResourceNames

## Impact
Name | CreatedBy | CreatedOn | ImpactType | ImpactStage | SheetName | RowName | Value | ImpactUnit | LeadInTime | Duration | LeadOutTime | ExtSystem | ExtObject | ExtIdentifier | Description

## Document
Name | CreatedBy | CreatedOn | Category | ApprovalBy | Stage | SheetName | RowName | Directory | File | ExtSystem | ExtObject | ExtIdentifier | Description | Reference

## Issue
Name | CreatedBy | CreatedOn | Type | Risk | Chance | Impact | SheetName1 | RowName1 | SheetName2 | RowName2 | Description | Owner | Mitigation | ExtSystem | ExtObject | ExtIdentifier

## Coordinate
Name | CreatedBy | CreatedOn | Category | SheetName | RowName | CoordinateXAxis | CoordinateYAxis | CoordinateZAxis | ExtSystem | ExtObject | ExtIdentifier | ClockwiseRotation | ElevationalRotation | YawRotation
1AC1-box-lowerleft | rich.mitrenga@autodesk.com | 2012-11-14T15:57:40 | box-lowerleft | Space | 1AC1 | -20.166 | 25.8074 | 0 | Autodesk Revit Architecture 2013 - 20121003_2115(x64) | Autodesk.Revit.DB.Architecture.Room:OST_Rooms:Geometry | n/a | 0 | 0 | 0
1AC1-box-upperright | rich.mitrenga@autodesk.com | 2012-11-14T15:57:40 | box-upperright | Space | 1AC1 | 0.2465 | 35.01 | 4.57 | Autodesk Revit Architecture 2013 - 20121003_2115(x64) | Autodesk.Revit.DB.Architecture.Room:OST_Rooms:Geometry | n/a | 0 | 0 | 0
1AC2-box-lowerleft | rich.mitrenga@autodesk.com | 2012-11-14T15:57:40 | box-lowerleft | Space | 1AC2 | -20.166 | 35.01 | 0 | Autodesk Revit Architecture 2013 - 20121003_2115(x64) | Autodesk.Revit.DB.Architecture.Room:OST_Rooms:Geometry | n/a | 0 | 0 | 0
1AC2-box-upperright | rich.mitrenga@autodesk.com | 2012-11-14T15:57:40 | box-upperright | Space | 1AC2 | -15.32 | 42.156 | 2.8 | Autodesk Revit Architecture 2013 - 20121003_2115(x64) | Autodesk.Revit.DB.Architecture.Room:OST_Rooms:Geometry | n/a | 0 | 0 | 0
1AC3-box-lowerleft | rich.mitrenga@autodesk.com | 2012-11-14T15:57:40 | box-lowerleft | Space | 1AC3 | -21.056 | 42.28 | 0 | Autodesk Revit Architecture 2013 - 20121003_2115(x64) | Autodesk.Revit.DB.Architecture.Room:OST_Rooms:Geometry | n/a | 0 | 0 | 0
1AC3-box-upperright | rich.mitrenga@autodesk.com | 2012-11-14T15:57:40 | box-upperright | Space | 1AC3 | -18.12 | 49.843 | 2.8 | Autodesk Revit Architecture 2013 - 20121003_2115(x64) | Autodesk.Revit.DB.Architecture.Room:OST_Rooms:Geometry | n/a | 0 | 0 | 0
1AC4-box-lowerleft | rich.mitrenga@autodesk.com | 2012-11-14T15:57:40 | box-lowerleft | Space | 1AC4 | -17.996 | 42.28 | 0 | Autodesk Revit Architecture 2013 - 20121003_2115(x64) | Autodesk.Revit.DB.Architecture.Room:OST_Rooms:Geometry | n/a | 0 | 0 | 0
1AC4-box-upperright | rich.mitrenga@autodesk.com | 2012-11-14T15:57:40 | box-upperright | Space | 1AC4 | -12.85 | 43.99 | 2.8 | Autodesk Revit Architecture 2013 - 20121003_2115(x64) | Autodesk.Revit.DB.Architecture.Room:OST_Rooms:Geometry | n/a | 0 | 0 | 0
1AC5-box-lowerleft | rich.mitrenga@autodesk.com | 2012-11-14T15:57:40 | box-lowerleft | Space | 1AC5 | -4.362 | 34.904 | 0 | Autodesk Revit Architecture 2013 - 20121003_2115(x64) | Autodesk.Revit.DB.Architecture.Room:OST_Rooms:Geometry | n/a | 0 | 0 | 0
1AC5-box-upperright | rich.mitrenga@autodesk.com | 2012-11-14T15:57:40 | box-upperright | Space | 1AC5 | -3.04 | 49.843 | 2.8 | Autodesk Revit Architecture 2013 - 20121003_2115(x64) | Autodesk.Revit.DB.Architecture.Room:OST_Rooms:Geometry | n/a | 0 | 0 | 0
1A01-box-lowerleft | rich.mitrenga@autodesk.com | 2012-11-14T15:57:40 | box-lowerleft | Space | 1A01 | -7.386 | 34.904 | 0 | Autodesk Revit Architecture 2013 - 20121003_2115(x64) | Autodesk.Revit.DB.Architecture.Room:OST_Rooms:Geometry | n/a | 0 | 0 | 0
1A01-box-upperright | rich.mitrenga@autodesk.com | 2012-11-14T15:57:40 | box-upperright | Space | 1A01 | -4.362 | 41.23 | 2.8 | Autodesk Revit Architecture 2013 - 20121003_2115(x64) | Autodesk.Revit.DB.Architecture.Room:OST_Rooms:Geometry | n/a | 0 | 0 | 0
1A02-box-lowerleft | rich.mitrenga@autodesk.com | 2012-11-14T15:57:40 | box-lowerleft | Space | 1A02 | -3.04 | 34.904 | 0 | Autodesk Revit Architecture 2013 - 20121003_2115(x64) | Autodesk.Revit.DB.Architecture.Room:OST_Rooms:Geometry | n/a | 0 | 0 | 0
1A02-box-upperright | rich.mitrenga@autodesk.com | 2012-11-14T15:57:40 | box-upperright | Space | 1A02 | 0.113 | 43.99 | 2.8 | Autodesk Revit Architecture 2013 - 20121003_2115(x64) | Autodesk.Revit.DB.Architecture.Room:OST_Rooms:Geometry | n/a | 0 | 0 | 0
1A03-box-lowerleft | rich.mitrenga@autodesk.com | 2012-11-14T15:57:40 | box-lowerleft | Space | 1A03 | -7.386 | 41.354 | 0 | Autodesk Revit Architecture 2013 - 20121003_2115(x64) | Autodesk.Revit.DB.Architecture.Room:OST_Rooms:Geometry | n/a | 0 | 0 | 0
1A03-box-upperright | rich.mitrenga@autodesk.com | 2012-11-14T15:57:40 | box-upperright | Space | 1A03 | -4.424 | 44.14 | 2.8 | Autodesk Revit Architecture 2013 - 20121003_2115(x64) | Autodesk.Revit.DB.Architecture.Room:OST_Rooms:Geometry | n/a | 0 | 0 | 0
1A04-box-lowerleft | rich.mitrenga@autodesk.com | 2012-11-14T15:57:40 | box-lowerleft | Space | 1A04 | -2.916 | 44.114 | 0 | Autodesk Revit Architecture 2013 - 20121003_2115(x64) | Autodesk.Revit.DB.Architecture.Room:OST_Rooms:Geometry | n/a | 0 | 0 | 0
1A04-box-upperright | rich.mitrenga@autodesk.com | 2012-11-14T15:57:40 | box-upperright | Space | 1A04 | 0.113 | 46.95 | 2.8 | Autodesk Revit Architecture 2013 - 20121003_2115(x64) | Autodesk.Revit.DB.Architecture.Room:OST_Rooms:Geometry | n/a | 0 | 0 | 0
1A05-box-lowerleft | rich.mitrenga@autodesk.com | 2012-11-14T15:57:40 | box-lowerleft | Space | 1A05 | -7.386 | 44.264 | 0 | Autodesk Revit Architecture 2013 - 20121003_2115(x64) | Autodesk.Revit.DB.Architecture.Room:OST_Rooms:Geometry | n/a | 0 | 0 | 0
1A05-box-upperright | rich.mitrenga@autodesk.com | 2012-11-14T15:57:40 | box-upperright | Space | 1A05 | -4.424 | 47.15 | 2.8 | Autodesk Revit Architecture 2013 - 20121003_2115(x64) | Autodesk.Revit.DB.Architecture.Room:OST_Rooms:Geometry | n/a | 0 | 0 | 0
1A06-box-lowerleft | rich.mitrenga@autodesk.com | 2012-11-14T15:57:40 | box-lowerleft | Space | 1A06 | -2.916 | 47.074 | 0 | Autodesk Revit Architecture 2013 - 20121003_2115(x64) | Autodesk.Revit.DB.Architecture.Room:OST_Rooms:Geometry | n/a | 0 | 0 | 0
1A06-box-upperright | rich.mitrenga@autodesk.com | 2012-11-14T15:57:40 | box-upperright | Space | 1A06 | 0.113 | 50.203 | 2.8 | Autodesk Revit Architecture 2013 - 20121003_2115(x64) | Autodesk.Revit.DB.Architecture.Room:OST_Rooms:Geometry | n/a | 0 | 0 | 0
1A07-box-lowerleft | rich.mitrenga@autodesk.com | 2012-11-14T15:57:40 | box-lowerleft | Space | 1A07 | -7.386 | 47.274 | 0 | Autodesk Revit Architecture 2013 - 20121003_2115(x64) | Autodesk.Revit.DB.Architecture.Room:OST_Rooms:Geometry | n/a | 0 | 0 | 0
1A07-box-upperright | rich.mitrenga@autodesk.com | 2012-11-14T15:57:40 | box-upperright | Space | 1A07 | -4.424 | 50.203 | 2.8 | Autodesk Revit Architecture 2013 - 20121003_2115(x64) | Autodesk.Revit.DB.Architecture.Room:OST_Rooms:Geometry | n/a | 0 | 0 | 0
1A08-box-lowerleft | rich.mitrenga@autodesk.com | 2012-11-14T15:57:40 | box-lowerleft | Space | 1A08 | -14.26 | 47.459 | 0 | Autodesk Revit Architecture 2013 - 20121003_2115(x64) | Autodesk.Revit.DB.Architecture.Room:OST_Rooms:Geometry | n/a | 0 | 0 | 0
1A08-box-upperright | rich.mitrenga@autodesk.com | 2012-11-14T15:57:40 | box-upperright | Space | 1A08 | -10.794 | 50.203 | 2.8 | Autodesk Revit Architecture 2013 - 20121003_2115(x64) | Autodesk.Revit.DB.Architecture.Room:OST_Rooms:Geometry | n/a | 0 | 0 | 0
1A09-box-lowerleft | rich.mitrenga@autodesk.com | 2012-11-14T15:57:40 | box-lowerleft | Space | 1A09 | -17.996 | 47.204 | 0 | Autodesk Revit Architecture 2013 - 20121003_2115(x64) | Autodesk.Revit.DB.Architecture.Room:OST_Rooms:Geometry | n/a | 0 | 0 | 0
1A09-box-upperright | rich.mitrenga@autodesk.com | 2012-11-14T15:57:40 | box-upperright | Space | 1A09 | -14.64 | 50.203 | 2.8 | Autodesk Revit Architecture 2013 - 20121003_2115(x64) | Autodesk.Revit.DB.Architecture.Room:OST_Rooms:Geometry | n/a | 0 | 0 | 0
1A10-box-lowerleft | rich.mitrenga@autodesk.com | 2012-11-14T15:57:40 | box-lowerleft | Space | 1A10 | -14.55 | 44.114 | 0 | Autodesk Revit Architecture 2013 - 20121003_2115(x64) | Autodesk.Revit.DB.Architecture.Room:OST_Rooms:Geometry | n/a | 0 | 0 | 0
1A10-box-upperright | rich.mitrenga@autodesk.com | 2012-11-14T15:57:40 | box-upperright | Space | 1A10 | -10.794 | 47.335 | 2.8 | Autodesk Revit Architecture 2013 - 20121003_2115(x64) | Autodesk.Revit.DB.Architecture.Room:OST_Rooms:Geometry | n/a | 0 | 0 | 0
1A11-box-lowerleft | rich.mitrenga@autodesk.com | 2012-11-14T15:57:40 | box-lowerleft | Space | 1A11 | -11.696 | 45.474 | 0 | Autodesk Revit Architecture 2013 - 20121003_2115(x64) | Autodesk.Revit.DB.Architecture.Room:OST_Rooms:Geometry | n/a | 0 | 0 | 0
1A11-box-upperright | rich.mitrenga@autodesk.com | 2012-11-14T15:57:40 | box-upperright | Space | 1A11 | -10.794 | 47.335 | 2.8 | Autodesk Revit Architecture 2013 - 20121003_2115(x64) | Autodesk.Revit.DB.Architecture.Room:OST_Rooms:Geometry | n/a | 0 | 0 | 0
1A12-box-lowerleft | rich.mitrenga@autodesk.com | 2012-11-14T15:57:40 | box-lowerleft | Space | 1A12 | -17.996 | 44.114 | 0 | Autodesk Revit Architecture 2013 - 20121003_2115(x64) | Autodesk.Revit.DB.Architecture.Room:OST_Rooms:Geometry | n/a | 0 | 0 | 0
1A12-box-upperright | rich.mitrenga@autodesk.com | 2012-11-14T15:57:40 | box-upperright | Space | 1A12 | -14.64 | 47.08 | 2.8 | Autodesk Revit Architecture 2013 - 20121003_2115(x64) | Autodesk.Revit.DB.Architecture.Room:OST_Rooms:Geometry | n/a | 0 | 0 | 0
1A13-box-lowerleft | rich.mitrenga@autodesk.com | 2012-11-14T15:57:40 | box-lowerleft | Space | 1A13 | -15.196 | 40.384 | 0 | Autodesk Revit Architecture 2013 - 20121003_2115(x64) | Autodesk.Revit.DB.Architecture.Room:OST_Rooms:Geometry | n/a | 0 | 0 | 0
1A13-box-upperright | rich.mitrenga@autodesk.com | 2012-11-14T15:57:40 | box-upperright | Space | 1A13 | -12.974 | 42.156 | 2.8 | Autodesk Revit Architecture 2013 - 20121003_2115(x64) | Autodesk.Revit.DB.Architecture.Room:OST_Rooms:Geometry | n/a | 0 | 0 | 0
1A14-box-lowerleft | rich.mitrenga@autodesk.com | 2012-11-14T15:57:40 | box-lowerleft | Space | 1A14 | -15.196 | 37.7 | 0 | Autodesk Revit Architecture 2013 - 20121003_2115(x64) | Autodesk.Revit.DB.Architecture.Room:OST_Rooms:Geometry | n/a | 0 | 0 | 0
1A14-box-upperright | rich.mitrenga@autodesk.com | 2012-11-14T15:57:40 | box-upperright | Space | 1A14 | -12.56 | 40.26 | 2.8 | Autodesk Revit Architecture 2013 - 20121003_2115(x64) | Autodesk.Revit.DB.Architecture.Room:OST_Rooms:Geometry | n/a | 0 | 0 | 0
1A15-box-lowerleft | rich.mitrenga@autodesk.com | 2012-11-14T15:57:40 | box-lowerleft | Space | 1A15 | -15.196 | 35.24 | 0 | Autodesk Revit Architecture 2013 - 20121003_2115(x64) | Autodesk.Revit.DB.Architecture.Room:OST_Rooms:Geometry | n/a | 0 | 0 | 0
1A15-box-upperright | rich.mitrenga@autodesk.com | 2012-11-14T15:57:40 | box-upperright | Space | 1A15 | -12.684 | 37.576 | 2.8 | Autodesk Revit Architecture 2013 - 20121003_2115(x64) | Autodesk.Revit.DB.Architecture.Room:OST_Rooms:Geometry | n/a | 0 | 0 | 0
1DC1-box-lowerleft | rich.mitrenga@autodesk.com | 2012-11-14T15:57:40 | box-lowerleft | Space | 1DC1 | -48.501 | 28.034 | 0 | Autodesk Revit Architecture 2013 - 20121003_2115(x64) | Autodesk.Revit.DB.Architecture.Room:OST_Rooms:Geometry | n/a | 0 | 0 | 0
1DC1-box-upperright | rich.mitrenga@autodesk.com | 2012-11-14T15:57:40 | box-upperright | Space | 1DC1 | -20.033 | 36.3775 | 4.57 | Autodesk Revit Architecture 2013 - 20121003_2115(x64) | Autodesk.Revit.DB.Architecture.Room:OST_Rooms:Geometry | n/a | 0 | 0 | 0
1DC2-box-lowerleft | rich.mitrenga@autodesk.com | 2012-11-14T15:57:40 | box-lowerleft | Space | 1DC2 | -26.08 | 35.48 | 0 | Autodesk Revit Architecture 2013 - 20121003_2115(x64) | Autodesk.Revit.DB.Architecture.Room:OST_Rooms:Geometry | n/a | 0 | 0 | 0
1DC2-box-upperright | rich.mitrenga@autodesk.com | 2012-11-14T15:57:40 | box-upperright | Space | 1DC2 | -24.37 | 38.95 | 2.8 | Autodesk Revit Architecture 2013 - 20121003_2115(x64) | Autodesk.Revit.DB.Architecture.Room:OST_Rooms:Geometry | n/a | 0 | 0 | 0
1DC3-box-lowerleft | rich.mitrenga@autodesk.com | 2012-11-14T15:57:40 | box-lowerleft | Space | 1DC3 | -38.72 | 38.074 | 0 | Autodesk Revit Architecture 2013 - 20121003_2115(x64) | Autodesk.Revit.DB.Architecture.Room:OST_Rooms:Geometry | n/a | 0 | 0 | 0
1DC3-box-upperright | rich.mitrenga@autodesk.com | 2012-11-14T15:57:40 | box-upperright | Space | 1DC3 | -22.38 | 40.885 | 2.8 | Autodesk Revit Architecture 2013 - 20121003_2115(x64) | Autodesk.Revit.DB.Architecture.Room:OST_Rooms:Geometry | n/a | 0 | 0 | 0
1DC4-box-lowerleft | rich.mitrenga@autodesk.com | 2012-11-14T15:57:40 | box-lowerleft | Space | 1DC4 | -40.413 | 36.5015 | 0 | Autodesk Revit Architecture 2013 - 20121003_2115(x64) | Autodesk.Revit.DB.Architecture.Room:OST_Rooms:Geometry | n/a | 0 | 0 | 0
1DC4-box-upperright | rich.mitrenga@autodesk.com | 2012-11-14T15:57:40 | box-upperright | Space | 1DC4 | -38.72 | 44.83 | 2.8 | Autodesk Revit Architecture 2013 - 20121003_2115(x64) | Autodesk.Revit.DB.Architecture.Room:OST_Rooms:Geometry | n/a | 0 | 0 | 0
1CC1-box-lowerleft | rich.mitrenga@autodesk.com | 2012-11-14T15:57:40 | box-lowerleft | Space | 1CC1 | -40.413 | 44.83 | 0 | Autodesk Revit Architecture 2013 - 20121003_2115(x64) | Autodesk.Revit.DB.Architecture.Room:OST_Rooms:Geometry | n/a | 0 | 0 | 0
1CC1-box-upperright | rich.mitrenga@autodesk.com | 2012-11-14T15:57:40 | box-upperright | Space | 1CC1 | -21.18 | 50.203 | 2.8 | Autodesk Revit Architecture 2013 - 20121003_2115(x64) | Autodesk.Revit.DB.Architecture.Room:OST_Rooms:Geometry | n/a | 0 | 0 | 0
1CC2-box-lowerleft | rich.mitrenga@autodesk.com | 2012-11-14T15:57:40 | box-lowerleft | Space | 1CC2 | -31.6 | 49.86 | 0 | Autodesk Revit Architecture 2013 - 20121003_2115(x64) | Autodesk.Revit.DB.Architecture.Room:OST_Rooms:Geometry | n/a | 0 | 0 | 0
1CC2-box-upperright | rich.mitrenga@autodesk.com | 2012-11-14T15:57:40 | box-upperright | Space | 1CC2 | -29.89 | 54.2866 | 2.8 | Autodesk Revit Architecture 2013 - 20121003_2115(x64) | Autodesk.Revit.DB.Architecture.Room:OST_Rooms:Geometry | n/a | 0 | 0 | 0
1CC3-box-lowerleft | rich.mitrenga@autodesk.com | 2012-11-14T15:57:40 | box-lowerleft | Space | 1CC3 | -40.413 | 49.86 | 0 | Autodesk Revit Architecture 2013 - 20121003_2115(x64) | Autodesk.Revit.DB.Architecture.Room:OST_Rooms:Geometry | n/a | 0 | 0 | 0
1CC3-box-upperright | rich.mitrenga@autodesk.com | 2012-11-14T15:57:40 | box-upperright | Space | 1CC3 | -37.755 | 55.288 | 2.8 | Autodesk Revit Architecture 2013 - 20121003_2115(x64) | Autodesk.Revit.DB.Architecture.Room:OST_Rooms:Geometry | n/a | 0 | 0 | 0
1C01-box-lowerleft | rich.mitrenga@autodesk.com | 2012-11-14T15:57:40 | box-lowerleft | Space | 1C01 | -38.72 | 44.83 | 0 | Autodesk Revit Architecture 2013 - 20121003_2115(x64) | Autodesk.Revit.DB.Architecture.Room:OST_Rooms:Geometry | n/a | 0 | 0 | 0
1C01-box-upperright | rich.mitrenga@autodesk.com | 2012-11-14T15:57:40 | box-upperright | Space | 1C01 | -35.215 | 48.15 | 2.8 | Autodesk Revit Architecture 2013 - 20121003_2115(x64) | Autodesk.Revit.DB.Architecture.Room:OST_Rooms:Geometry | n/a | 0 | 0 | 0
1C02-box-lowerleft | rich.mitrenga@autodesk.com | 2012-11-14T15:57:40 | box-lowerleft | Space | 1C02 | -35.215 | 44.83 | 0 | Autodesk Revit Architecture 2013 - 20121003_2115(x64) | Autodesk.Revit.DB.Architecture.Room:OST_Rooms:Geometry | n/a | 0 | 0 | 0
1C02-box-upperright | rich.mitrenga@autodesk.com | 2012-11-14T15:57:40 | box-upperright | Space | 1C02 | -32.349 | 48.026 | 2.8 | Autodesk Revit Architecture 2013 - 20121003_2115(x64) | Autodesk.Revit.DB.Architecture.Room:OST_Rooms:Geometry | n/a | 0 | 0 | 0
1C03-box-lowerleft | rich.mitrenga@autodesk.com | 2012-11-14T15:57:40 | box-lowerleft | Space | 1C03 | -32.225 | 45.01 | 0 | Autodesk Revit Architecture 2013 - 20121003_2115(x64) | Autodesk.Revit.DB.Architecture.Room:OST_Rooms:Geometry | n/a | 0 | 0 | 0
1C03-box-upperright | rich.mitrenga@autodesk.com | 2012-11-14T15:57:40 | box-upperright | Space | 1C03 | -31.049 | 48.026 | 2.8 | Autodesk Revit Architecture 2013 - 20121003_2115(x64) | Autodesk.Revit.DB.Architecture.Room:OST_Rooms:Geometry | n/a | 0 | 0 | 0
1C04-box-lowerleft | rich.mitrenga@autodesk.com | 2012-11-14T15:57:40 | box-lowerleft | Space | 1C04 | -29.766 | 49.984 | 0 | Autodesk Revit Architecture 2013 - 20121003_2115(x64) | Autodesk.Revit.DB.Architecture.Room:OST_Rooms:Geometry | n/a | 0 | 0 | 0
1C04-box-upperright | rich.mitrenga@autodesk.com | 2012-11-14T15:57:40 | box-upperright | Space | 1C04 | -26.327 | 52.69 | 2.8 | Autodesk Revit Architecture 2013 - 20121003_2115(x64) | Autodesk.Revit.DB.Architecture.Room:OST_Rooms:Geometry | n/a | 0 | 0 | 0
1C05-box-lowerleft | rich.mitrenga@autodesk.com | 2012-11-14T15:57:40 | box-lowerleft | Space | 1C05 | -29.766 | 52.814 | 0 | Autodesk Revit Architecture 2013 - 20121003_2115(x64) | Autodesk.Revit.DB.Architecture.Room:OST_Rooms:Geometry | n/a | 0 | 0 | 0
1C05-box-upperright | rich.mitrenga@autodesk.com | 2012-11-14T15:57:40 | box-upperright | Space | 1C05 | -26.327 | 56.253 | 2.8 | Autodesk Revit Architecture 2013 - 20121003_2115(x64) | Autodesk.Revit.DB.Architecture.Room:OST_Rooms:Geometry | n/a | 0 | 0 | 0
1C06-box-lowerleft | rich.mitrenga@autodesk.com | 2012-11-14T15:57:40 | box-lowerleft | Space | 1C06 | -31.6 | 54.4106 | 0 | Autodesk Revit Architecture 2013 - 20121003_2115(x64) | Autodesk.Revit.DB.Architecture.Room:OST_Rooms:Geometry | n/a | 0 | 0 | 0
1C06-box-upperright | rich.mitrenga@autodesk.com | 2012-11-14T15:57:40 | box-upperright | Space | 1C06 | -29.074 | 56.253 | 2.8 | Autodesk Revit Architecture 2013 - 20121003_2115(x64) | Autodesk.Revit.DB.Architecture.Room:OST_Rooms:Geometry | n/a | 0 | 0 | 0
1C07-box-lowerleft | rich.mitrenga@autodesk.com | 2012-11-14T15:57:40 | box-lowerleft | Space | 1C07 | -27.285 | 44.8312 | 0 | Autodesk Revit Architecture 2013 - 20121003_2115(x64) | Autodesk.Revit.DB.Architecture.Room:OST_Rooms:Geometry | n/a | 0 | 0 | 0
1C07-box-upperright | rich.mitrenga@autodesk.com | 2012-11-14T15:57:40 | box-upperright | Space | 1C07 | -19.954 | 48.026 | 2.8 | Autodesk Revit Architecture 2013 - 20121003_2115(x64) | Autodesk.Revit.DB.Architecture.Room:OST_Rooms:Geometry | n/a | 0 | 0 | 0
1C08-box-lowerleft | rich.mitrenga@autodesk.com | 2012-11-14T15:57:40 | box-lowerleft | Space | 1C08 | -35.616 | 49.984 | 0 | Autodesk Revit Architecture 2013 - 20121003_2115(x64) | Autodesk.Revit.DB.Architecture.Room:OST_Rooms:Geometry | n/a | 0 | 0 | 0
1C08-box-upperright | rich.mitrenga@autodesk.com | 2012-11-14T15:57:40 | box-upperright | Space | 1C08 | -31.724 | 52.52 | 2.8 | Autodesk Revit Architecture 2013 - 20121003_2115(x64) | Autodesk.Revit.DB.Architecture.Room:OST_Rooms:Geometry | n/a | 0 | 0 | 0
1C09-box-lowerleft | rich.mitrenga@autodesk.com | 2012-11-14T15:57:40 | box-lowerleft | Space | 1C09 | -35.616 | 52.644 | 0 | Autodesk Revit Architecture 2013 - 20121003_2115(x64) | Autodesk.Revit.DB.Architecture.Room:OST_Rooms:Geometry | n/a | 0 | 0 | 0
1C09-box-upperright | rich.mitrenga@autodesk.com | 2012-11-14T15:57:40 | box-upperright | Space | 1C09 | -31.724 | 56.253 | 2.8 | Autodesk Revit Architecture 2013 - 20121003_2115(x64) | Autodesk.Revit.DB.Architecture.Room:OST_Rooms:Geometry | n/a | 0 | 0 | 0
1C10-box-lowerleft | rich.mitrenga@autodesk.com | 2012-11-14T15:57:40 | box-lowerleft | Space | 1C10 | -30.925 | 44.83 | 0 | Autodesk Revit Architecture 2013 - 20121003_2115(x64) | Autodesk.Revit.DB.Architecture.Room:OST_Rooms:Geometry | n/a | 0 | 0 | 0
1C10-box-upperright | rich.mitrenga@autodesk.com | 2012-11-14T15:57:40 | box-upperright | Space | 1C10 | -23.599 | 48.026 | 2.8 | Autodesk Revit Architecture 2013 - 20121003_2115(x64) | Autodesk.Revit.DB.Architecture.Room:OST_Rooms:Geometry | n/a | 0 | 0 | 0
1D01-box-lowerleft | rich.mitrenga@autodesk.com | 2012-11-14T15:57:40 | box-lowerleft | Space | 1D01 | -27.17 | 34.9035 | 0 | Autodesk Revit Architecture 2013 - 20121003_2115(x64) | Autodesk.Revit.DB.Architecture.Room:OST_Rooms:Geometry | n/a | 0 | 0 | 0
1D01-box-upperright | rich.mitrenga@autodesk.com | 2012-11-14T15:57:40 | box-upperright | Space | 1D01 | -26.204 | 36.786 | 2.8 | Autodesk Revit Architecture 2013 - 20121003_2115(x64) | Autodesk.Revit.DB.Architecture.Room:OST_Rooms:Geometry | n/a | 0 | 0 | 0
1D02-box-lowerleft | rich.mitrenga@autodesk.com | 2012-11-14T15:57:40 | box-lowerleft | Space | 1D02 | -24.246 | 35.24 | 0 | Autodesk Revit Architecture 2013 - 20121003_2115(x64) | Autodesk.Revit.DB.Architecture.Room:OST_Rooms:Geometry | n/a | 0 | 0 | 0
1D02-box-upperright | rich.mitrenga@autodesk.com | 2012-11-14T15:57:40 | box-upperright | Space | 1D02 | -20.29 | 37.95 | 2.8 | Autodesk Revit Architecture 2013 - 20121003_2115(x64) | Autodesk.Revit.DB.Architecture.Room:OST_Rooms:Geometry | n/a | 0 | 0 | 0
1D03-box-lowerleft | rich.mitrenga@autodesk.com | 2012-11-14T15:57:40 | box-lowerleft | Space | 1D03 | -27.17 | 36.91 | 0 | Autodesk Revit Architecture 2013 - 20121003_2115(x64) | Autodesk.Revit.DB.Architecture.Room:OST_Rooms:Geometry | n/a | 0 | 0 | 0
1D03-box-upperright | rich.mitrenga@autodesk.com | 2012-11-14T15:57:40 | box-upperright | Space | 1D03 | -26.08 | 38.826 | 2.8 | Autodesk Revit Architecture 2013 - 20121003_2115(x64) | Autodesk.Revit.DB.Architecture.Room:OST_Rooms:Geometry | n/a | 0 | 0 | 0
1D04-box-lowerleft | rich.mitrenga@autodesk.com | 2012-11-14T15:57:40 | box-lowerleft | Space | 1D04 | -22.256 | 38.33 | 0 | Autodesk Revit Architecture 2013 - 20121003_2115(x64) | Autodesk.Revit.DB.Architecture.Room:OST_Rooms:Geometry | n/a | 0 | 0 | 0
1D04-box-upperright | rich.mitrenga@autodesk.com | 2012-11-14T15:57:40 | box-upperright | Space | 1D04 | -20.29 | 40.66 | 2.8 | Autodesk Revit Architecture 2013 - 20121003_2115(x64) | Autodesk.Revit.DB.Architecture.Room:OST_Rooms:Geometry | n/a | 0 | 0 | 0
1D05-box-lowerleft | rich.mitrenga@autodesk.com | 2012-11-14T15:57:40 | box-lowerleft | Space | 1D05 | -23.69 | 40.784 | 0 | Autodesk Revit Architecture 2013 - 20121003_2115(x64) | Autodesk.Revit.DB.Architecture.Room:OST_Rooms:Geometry | n/a | 0 | 0 | 0
1D05-box-upperright | rich.mitrenga@autodesk.com | 2012-11-14T15:57:40 | box-upperright | Space | 1D05 | -20.29 | 44.74 | 2.8 | Autodesk Revit Architecture 2013 - 20121003_2115(x64) | Autodesk.Revit.DB.Architecture.Room:OST_Rooms:Geometry | n/a | 0 | 0 | 0
1D06-box-lowerleft | rich.mitrenga@autodesk.com | 2012-11-14T15:57:40 | box-lowerleft | Space | 1D06 | -25.916 | 40.784 | 0 | Autodesk Revit Architecture 2013 - 20121003_2115(x64) | Autodesk.Revit.DB.Architecture.Room:OST_Rooms:Geometry | n/a | 0 | 0 | 0
1D06-box-upperright | rich.mitrenga@autodesk.com | 2012-11-14T15:57:40 | box-upperright | Space | 1D06 | -23.814 | 44.74 | 2.8 | Autodesk Revit Architecture 2013 - 20121003_2115(x64) | Autodesk.Revit.DB.Architecture.Room:OST_Rooms:Geometry | n/a | 0 | 0 | 0
1D07-box-lowerleft | rich.mitrenga@autodesk.com | 2012-11-14T15:57:40 | box-lowerleft | Space | 1D07 | -29.086 | 40.784 | 0 | Autodesk Revit Architecture 2013 - 20121003_2115(x64) | Autodesk.Revit.DB.Architecture.Room:OST_Rooms:Geometry | n/a | 0 | 0 | 0
1D07-box-upperright | rich.mitrenga@autodesk.com | 2012-11-14T15:57:40 | box-upperright | Space | 1D07 | -26.04 | 44.706 | 2.8 | Autodesk Revit Architecture 2013 - 20121003_2115(x64) | Autodesk.Revit.DB.Architecture.Room:OST_Rooms:Geometry | n/a | 0 | 0 | 0
1D08-box-lowerleft | rich.mitrenga@autodesk.com | 2012-11-14T15:57:40 | box-lowerleft | Space | 1D08 | -30.34 | 34.9035 | 0 | Autodesk Revit Architecture 2013 - 20121003_2115(x64) | Autodesk.Revit.DB.Architecture.Room:OST_Rooms:Geometry | n/a | 0 | 0 | 0
1D08-box-upperright | rich.mitrenga@autodesk.com | 2012-11-14T15:57:40 | box-upperright | Space | 1D08 | -27.294 | 38.826 | 2.8 | Autodesk Revit Architecture 2013 - 20121003_2115(x64) | Autodesk.Revit.DB.Architecture.Room:OST_Rooms:Geometry | n/a | 0 | 0 | 0
1D09-box-lowerleft | rich.mitrenga@autodesk.com | 2012-11-14T15:57:40 | box-lowerleft | Space | 1D09 | -32.256 | 40.784 | 0 | Autodesk Revit Architecture 2013 - 20121003_2115(x64) | Autodesk.Revit.DB.Architecture.Room:OST_Rooms:Geometry | n/a | 0 | 0 | 0
1D09-box-upperright | rich.mitrenga@autodesk.com | 2012-11-14T15:57:40 | box-upperright | Space | 1D09 | -29.21 | 44.706 | 2.8 | Autodesk Revit Architecture 2013 - 20121003_2115(x64) | Autodesk.Revit.DB.Architecture.Room:OST_Rooms:Geometry | n/a | 0 | 0 | 0
1D10-box-lowerleft | rich.mitrenga@autodesk.com | 2012-11-14T15:57:40 | box-lowerleft | Space | 1D10 | -33.51 | 34.9035 | 0 | Autodesk Revit Architecture 2013 - 20121003_2115(x64) | Autodesk.Revit.DB.Architecture.Room:OST_Rooms:Geometry | n/a | 0 | 0 | 0
1D10-box-upperright | rich.mitrenga@autodesk.com | 2012-11-14T15:57:40 | box-upperright | Space | 1D10 | -30.464 | 38.826 | 2.8 | Autodesk Revit Architecture 2013 - 20121003_2115(x64) | Autodesk.Revit.DB.Architecture.Room:OST_Rooms:Geometry | n/a | 0 | 0 | 0
1D11-box-lowerleft | rich.mitrenga@autodesk.com | 2012-11-14T15:57:40 | box-lowerleft | Space | 1D11 | -35.426 | 40.784 | 0 | Autodesk Revit Architecture 2013 - 20121003_2115(x64) | Autodesk.Revit.DB.Architecture.Room:OST_Rooms:Geometry | n/a | 0 | 0 | 0
1D11-box-upperright | rich.mitrenga@autodesk.com | 2012-11-14T15:57:40 | box-upperright | Space | 1D11 | -32.38 | 44.706 | 2.8 | Autodesk Revit Architecture 2013 - 20121003_2115(x64) | Autodesk.Revit.DB.Architecture.Room:OST_Rooms:Geometry | n/a | 0 | 0 | 0
1D12-box-lowerleft | rich.mitrenga@autodesk.com | 2012-11-14T15:57:40 | box-lowerleft | Space | 1D12 | -36.05 | 34.9035 | 0 | Autodesk Revit Architecture 2013 - 20121003_2115(x64) | Autodesk.Revit.DB.Architecture.Room:OST_Rooms:Geometry | n/a | 0 | 0 | 0
1D12-box-upperright | rich.mitrenga@autodesk.com | 2012-11-14T15:57:40 | box-upperright | Space | 1D12 | -33.634 | 38.826 | 2.8 | Autodesk Revit Architecture 2013 - 20121003_2115(x64) | Autodesk.Revit.DB.Architecture.Room:OST_Rooms:Geometry | n/a | 0 | 0 | 0
1D13-box-lowerleft | rich.mitrenga@autodesk.com | 2012-11-14T15:57:40 | box-lowerleft | Space | 1D13 | -38.596 | 40.784 | 0 | Autodesk Revit Architecture 2013 - 20121003_2115(x64) | Autodesk.Revit.DB.Architecture.Room:OST_Rooms:Geometry | n/a | 0 | 0 | 0
1D13-box-upperright | rich.mitrenga@autodesk.com | 2012-11-14T15:57:40 | box-upperright | Space | 1D13 | -35.55 | 44.706 | 2.8 | Autodesk Revit Architecture 2013 - 20121003_2115(x64) | Autodesk.Revit.DB.Architecture.Room:OST_Rooms:Geometry | n/a | 0 | 0 | 0
1D14-box-lowerleft | rich.mitrenga@autodesk.com | 2012-11-14T15:57:40 | box-lowerleft | Space | 1D14 | -38.34 | 36.894 | 0 | Autodesk Revit Architecture 2013 - 20121003_2115(x64) | Autodesk.Revit.DB.Architecture.Room:OST_Rooms:Geometry | n/a | 0 | 0 | 0
1D14-box-upperright | rich.mitrenga@autodesk.com | 2012-11-14T15:57:40 | box-upperright | Space | 1D14 | -36.174 | 38.826 | 2.8 | Autodesk Revit Architecture 2013 - 20121003_2115(x64) | Autodesk.Revit.DB.Architecture.Room:OST_Rooms:Geometry | n/a | 0 | 0 | 0
1D15-box-lowerleft | rich.mitrenga@autodesk.com | 2012-11-14T15:57:40 | box-lowerleft | Space | 1D15 | -38.658 | 34.9035 | 0 | Autodesk Revit Architecture 2013 - 20121003_2115(x64) | Autodesk.Revit.DB.Architecture.Room:OST_Rooms:Geometry | n/a | 0 | 0 | 0
1D15-box-upperright | rich.mitrenga@autodesk.com | 2012-11-14T15:57:40 | box-upperright | Space | 1D15 | -36.174 | 36.77 | 2.8 | Autodesk Revit Architecture 2013 - 20121003_2115(x64) | Autodesk.Revit.DB.Architecture.Room:OST_Rooms:Geometry | n/a | 0 | 0 | 0
1D16-box-lowerleft | rich.mitrenga@autodesk.com | 2012-11-14T15:57:40 | box-lowerleft | Space | 1D16 | -52.013 | 38.43 | 0 | Autodesk Revit Architecture 2013 - 20121003_2115(x64) | Autodesk.Revit.DB.Architecture.Room:OST_Rooms:Geometry | n/a | 0 | 0 | 0
1D16-box-upperright | rich.mitrenga@autodesk.com | 2012-11-14T15:57:40 | box-upperright | Space | 1D16 | -40.537 | 44.74 | 2.8 | Autodesk Revit Architecture 2013 - 20121003_2115(x64) | Autodesk.Revit.DB.Architecture.Room:OST_Rooms:Geometry | n/a | 0 | 0 | 0
1D17-box-lowerleft | rich.mitrenga@autodesk.com | 2012-11-14T15:57:40 | box-lowerleft | Space | 1D17 | -42.1308 | 39.7574 | 0 | Autodesk Revit Architecture 2013 - 20121003_2115(x64) | Autodesk.Revit.DB.Architecture.Room:OST_Rooms:Geometry | n/a | 0 | 0 | 0
1D17-box-upperright | rich.mitrenga@autodesk.com | 2012-11-14T15:57:40 | box-upperright | Space | 1D17 | -40.537 | 40.806 | 2.8 | Autodesk Revit Architecture 2013 - 20121003_2115(x64) | Autodesk.Revit.DB.Architecture.Room:OST_Rooms:Geometry | n/a | 0 | 0 | 0
1D18-box-lowerleft | rich.mitrenga@autodesk.com | 2012-11-14T15:57:40 | box-lowerleft | Space | 1D18 | -43.186 | 37.004 | 0 | Autodesk Revit Architecture 2013 - 20121003_2115(x64) | Autodesk.Revit.DB.Architecture.Room:OST_Rooms:Geometry | n/a | 0 | 0 | 0
1D18-box-upperright | rich.mitrenga@autodesk.com | 2012-11-14T15:57:40 | box-upperright | Space | 1D18 | -40.537 | 40.5234 | 2.8 | Autodesk Revit Architecture 2013 - 20121003_2115(x64) | Autodesk.Revit.DB.Architecture.Room:OST_Rooms:Geometry | n/a | 0 | 0 | 0
1D19-box-lowerleft | rich.mitrenga@autodesk.com | 2012-11-14T15:57:40 | box-lowerleft | Space | 1D19 | -43.186 | 34.904 | 0 | Autodesk Revit Architecture 2013 - 20121003_2115(x64) | Autodesk.Revit.DB.Architecture.Room:OST_Rooms:Geometry | n/a | 0 | 0 | 0
1D19-box-upperright | rich.mitrenga@autodesk.com | 2012-11-14T15:57:40 | box-upperright | Space | 1D19 | -40.537 | 36.88 | 2.8 | Autodesk Revit Architecture 2013 - 20121003_2115(x64) | Autodesk.Revit.DB.Architecture.Room:OST_Rooms:Geometry | n/a | 0 | 0 | 0
1D20-box-lowerleft | rich.mitrenga@autodesk.com | 2012-11-14T15:57:40 | box-lowerleft | Space | 1D20 | -46.53 | 34.904 | 0 | Autodesk Revit Architecture 2013 - 20121003_2115(x64) | Autodesk.Revit.DB.Architecture.Room:OST_Rooms:Geometry | n/a | 0 | 0 | 0
1D20-box-upperright | rich.mitrenga@autodesk.com | 2012-11-14T15:57:40 | box-upperright | Space | 1D20 | -43.31 | 38.306 | 2.8 | Autodesk Revit Architecture 2013 - 20121003_2115(x64) | Autodesk.Revit.DB.Architecture.Room:OST_Rooms:Geometry | n/a | 0 | 0 | 0
1D21-box-lowerleft | rich.mitrenga@autodesk.com | 2012-11-14T15:57:40 | box-lowerleft | Space | 1D21 | -52.013 | 34.904 | 0 | Autodesk Revit Architecture 2013 - 20121003_2115(x64) | Autodesk.Revit.DB.Architecture.Room:OST_Rooms:Geometry | n/a | 0 | 0 | 0
1D21-box-upperright | rich.mitrenga@autodesk.com | 2012-11-14T15:57:40 | box-upperright | Space | 1D21 | -46.654 | 38.306 | 2.8 | Autodesk Revit Architecture 2013 - 20121003_2115(x64) | Autodesk.Revit.DB.Architecture.Room:OST_Rooms:Geometry | n/a | 0 | 0 | 0
1D22-box-lowerleft | rich.mitrenga@autodesk.com | 2012-11-14T15:57:40 | box-lowerleft | Space | 1D22 | -52.013 | 28.61 | 0 | Autodesk Revit Architecture 2013 - 20121003_2115(x64) | Autodesk.Revit.DB.Architecture.Room:OST_Rooms:Geometry | n/a | 0 | 0 | 0
1D22-box-upperright | rich.mitrenga@autodesk.com | 2012-11-14T15:57:40 | box-upperright | Space | 1D22 | -48.085 | 34.78 | 2.8 | Autodesk Revit Architecture 2013 - 20121003_2115(x64) | Autodesk.Revit.DB.Architecture.Room:OST_Rooms:Geometry | n/a | 0 | 0 | 0
1D23-box-lowerleft | rich.mitrenga@autodesk.com | 2012-11-14T15:57:40 | box-lowerleft | Space | 1D23 | -52.013 | 25.084 | 0 | Autodesk Revit Architecture 2013 - 20121003_2115(x64) | Autodesk.Revit.DB.Architecture.Room:OST_Rooms:Geometry | n/a | 0 | 0 | 0
1D23-box-upperright | rich.mitrenga@autodesk.com | 2012-11-14T15:57:40 | box-upperright | Space | 1D23 | -46.654 | 28.486 | 2.8 | Autodesk Revit Architecture 2013 - 20121003_2115(x64) | Autodesk.Revit.DB.Architecture.Room:OST_Rooms:Geometry | n/a | 0 | 0 | 0
1D24-box-lowerleft | rich.mitrenga@autodesk.com | 2012-11-14T15:57:40 | box-lowerleft | Space | 1D24 | -46.53 | 25.084 | 0 | Autodesk Revit Architecture 2013 - 20121003_2115(x64) | Autodesk.Revit.DB.Architecture.Room:OST_Rooms:Geometry | n/a | 0 | 0 | 0
1D24-box-upperright | rich.mitrenga@autodesk.com | 2012-11-14T15:57:40 | box-upperright | Space | 1D24 | -43.31 | 28.486 | 2.8 | Autodesk Revit Architecture 2013 - 20121003_2115(x64) | Autodesk.Revit.DB.Architecture.Room:OST_Rooms:Geometry | n/a | 0 | 0 | 0
1D25-box-lowerleft | rich.mitrenga@autodesk.com | 2012-11-14T15:57:40 | box-lowerleft | Space | 1D25 | -52.013 | 18.65 | 0 | Autodesk Revit Architecture 2013 - 20121003_2115(x64) | Autodesk.Revit.DB.Architecture.Room:OST_Rooms:Geometry | n/a | 0 | 0 | 0
1D25-box-upperright | rich.mitrenga@autodesk.com | 2012-11-14T15:57:40 | box-upperright | Space | 1D25 | -40.554 | 24.96 | 2.8 | Autodesk Revit Architecture 2013 - 20121003_2115(x64) | Autodesk.Revit.DB.Architecture.Room:OST_Rooms:Geometry | n/a | 0 | 0 | 0
1D26-box-lowerleft | rich.mitrenga@autodesk.com | 2012-11-14T15:57:40 | box-lowerleft | Space | 1D26 | -43.186 | 22.584 | 0 | Autodesk Revit Architecture 2013 - 20121003_2115(x64) | Autodesk.Revit.DB.Architecture.Room:OST_Rooms:Geometry | n/a | 0 | 0 | 0
1D26-box-upperright | rich.mitrenga@autodesk.com | 2012-11-14T15:57:40 | box-upperright | Space | 1D26 | -40.554 | 24.26 | 2.8 | Autodesk Revit Architecture 2013 - 20121003_2115(x64) | Autodesk.Revit.DB.Architecture.Room:OST_Rooms:Geometry | n/a | 0 | 0 | 0
1D27-box-lowerleft | rich.mitrenga@autodesk.com | 2012-11-14T15:57:40 | box-lowerleft | Space | 1D27 | -43.186 | 24.66 | 0 | Autodesk Revit Architecture 2013 - 20121003_2115(x64) | Autodesk.Revit.DB.Architecture.Room:OST_Rooms:Geometry | n/a | 0 | 0 | 0
1D27-box-upperright | rich.mitrenga@autodesk.com | 2012-11-14T15:57:40 | box-upperright | Space | 1D27 | -40.554 | 28.486 | 2.8 | Autodesk Revit Architecture 2013 - 20121003_2115(x64) | Autodesk.Revit.DB.Architecture.Room:OST_Rooms:Geometry | n/a | 0 | 0 | 0
1D28-box-lowerleft | rich.mitrenga@autodesk.com | 2012-11-14T15:57:40 | box-lowerleft | Space | 1D28 | -38.596 | 18.684 | 0 | Autodesk Revit Architecture 2013 - 20121003_2115(x64) | Autodesk.Revit.DB.Architecture.Room:OST_Rooms:Geometry | n/a | 0 | 0 | 0
1D28-box-upperright | rich.mitrenga@autodesk.com | 2012-11-14T15:57:40 | box-upperright | Space | 1D28 | -35.584 | 22.606 | 2.8 | Autodesk Revit Architecture 2013 - 20121003_2115(x64) | Autodesk.Revit.DB.Architecture.Room:OST_Rooms:Geometry | n/a | 0 | 0 | 0
1D30-box-lowerleft | rich.mitrenga@autodesk.com | 2012-11-14T15:57:40 | box-lowerleft | Space | 1D30 | -38.596 | 24.564 | 0 | Autodesk Revit Architecture 2013 - 20121003_2115(x64) | Autodesk.Revit.DB.Architecture.Room:OST_Rooms:Geometry | n/a | 0 | 0 | 0
1D30-box-upperright | rich.mitrenga@autodesk.com | 2012-11-14T15:57:40 | box-upperright | Space | 1D30 | -36.43 | 28.486 | 2.8 | Autodesk Revit Architecture 2013 - 20121003_2115(x64) | Autodesk.Revit.DB.Architecture.Room:OST_Rooms:Geometry | n/a | 0 | 0 | 0
1D31-box-lowerleft | rich.mitrenga@autodesk.com | 2012-11-14T15:57:40 | box-lowerleft | Space | 1D31 | -36.306 | 24.564 | 0 | Autodesk Revit Architecture 2013 - 20121003_2115(x64) | Autodesk.Revit.DB.Architecture.Room:OST_Rooms:Geometry | n/a | 0 | 0 | 0
1D31-box-upperright | rich.mitrenga@autodesk.com | 2012-11-14T15:57:40 | box-upperright | Space | 1D31 | -33.634 | 28.486 | 2.8 | Autodesk Revit Architecture 2013 - 20121003_2115(x64) | Autodesk.Revit.DB.Architecture.Room:OST_Rooms:Geometry | n/a | 0 | 0 | 0
1D32-box-lowerleft | rich.mitrenga@autodesk.com | 2012-11-14T15:57:40 | box-lowerleft | Space | 1D32 | -35.46 | 18.684 | 0 | Autodesk Revit Architecture 2013 - 20121003_2115(x64) | Autodesk.Revit.DB.Architecture.Room:OST_Rooms:Geometry | n/a | 0 | 0 | 0
1D32-box-upperright | rich.mitrenga@autodesk.com | 2012-11-14T15:57:40 | box-upperright | Space | 1D32 | -32.414 | 22.606 | 2.8 | Autodesk Revit Architecture 2013 - 20121003_2115(x64) | Autodesk.Revit.DB.Architecture.Room:OST_Rooms:Geometry | n/a | 0 | 0 | 0
1D33-box-lowerleft | rich.mitrenga@autodesk.com | 2012-11-14T15:57:40 | box-lowerleft | Space | 1D33 | -33.51 | 24.564 | 0 | Autodesk Revit Architecture 2013 - 20121003_2115(x64) | Autodesk.Revit.DB.Architecture.Room:OST_Rooms:Geometry | n/a | 0 | 0 | 0
1D33-box-upperright | rich.mitrenga@autodesk.com | 2012-11-14T15:57:40 | box-upperright | Space | 1D33 | -30.464 | 28.486 | 2.8 | Autodesk Revit Architecture 2013 - 20121003_2115(x64) | Autodesk.Revit.DB.Architecture.Room:OST_Rooms:Geometry | n/a | 0 | 0 | 0
1D34-box-lowerleft | rich.mitrenga@autodesk.com | 2012-11-14T15:57:40 | box-lowerleft | Space | 1D34 | -32.29 | 18.684 | 0 | Autodesk Revit Architecture 2013 - 20121003_2115(x64) | Autodesk.Revit.DB.Architecture.Room:OST_Rooms:Geometry | n/a | 0 | 0 | 0
1D34-box-upperright | rich.mitrenga@autodesk.com | 2012-11-14T15:57:40 | box-upperright | Space | 1D34 | -29.244 | 22.606 | 2.8 | Autodesk Revit Architecture 2013 - 20121003_2115(x64) | Autodesk.Revit.DB.Architecture.Room:OST_Rooms:Geometry | n/a | 0 | 0 | 0
1D35-box-lowerleft | rich.mitrenga@autodesk.com | 2012-11-14T15:57:40 | box-lowerleft | Space | 1D35 | -30.34 | 24.564 | 0 | Autodesk Revit Architecture 2013 - 20121003_2115(x64) | Autodesk.Revit.DB.Architecture.Room:OST_Rooms:Geometry | n/a | 0 | 0 | 0
1D35-box-upperright | rich.mitrenga@autodesk.com | 2012-11-14T15:57:40 | box-upperright | Space | 1D35 | -27.294 | 28.486 | 2.8 | Autodesk Revit Architecture 2013 - 20121003_2115(x64) | Autodesk.Revit.DB.Architecture.Room:OST_Rooms:Geometry | n/a | 0 | 0 | 0
1D36-box-lowerleft | rich.mitrenga@autodesk.com | 2012-11-14T15:57:40 | box-lowerleft | Space | 1D36 | -29.12 | 18.684 | 0 | Autodesk Revit Architecture 2013 - 20121003_2115(x64) | Autodesk.Revit.DB.Architecture.Room:OST_Rooms:Geometry | n/a | 0 | 0 | 0
1D36-box-upperright | rich.mitrenga@autodesk.com | 2012-11-14T15:57:40 | box-upperright | Space | 1D36 | -26.074 | 22.606 | 2.8 | Autodesk Revit Architecture 2013 - 20121003_2115(x64) | Autodesk.Revit.DB.Architecture.Room:OST_Rooms:Geometry | n/a | 0 | 0 | 0
1D37-box-lowerleft | rich.mitrenga@autodesk.com | 2012-11-14T15:57:40 | box-lowerleft | Space | 1D37 | -27.17 | 24.564 | 0 | Autodesk Revit Architecture 2013 - 20121003_2115(x64) | Autodesk.Revit.DB.Architecture.Room:OST_Rooms:Geometry | n/a | 0 | 0 | 0
1D37-box-upperright | rich.mitrenga@autodesk.com | 2012-11-14T15:57:40 | box-upperright | Space | 1D37 | -26.08 | 26.48 | 2.8 | Autodesk Revit Architecture 2013 - 20121003_2115(x64) | Autodesk.Revit.DB.Architecture.Room:OST_Rooms:Geometry | n/a | 0 | 0 | 0
1D38-box-lowerleft | rich.mitrenga@autodesk.com | 2012-11-14T15:57:40 | box-lowerleft | Space | 1D38 | -25.95 | 18.684 | 0 | Autodesk Revit Architecture 2013 - 20121003_2115(x64) | Autodesk.Revit.DB.Architecture.Room:OST_Rooms:Geometry | n/a | 0 | 0 | 0
1D38-box-upperright | rich.mitrenga@autodesk.com | 2012-11-14T15:57:40 | box-upperright | Space | 1D38 | -20.29 | 22.606 | 2.8 | Autodesk Revit Architecture 2013 - 20121003_2115(x64) | Autodesk.Revit.DB.Architecture.Room:OST_Rooms:Geometry | n/a | 0 | 0 | 0
1D39-box-lowerleft | rich.mitrenga@autodesk.com | 2012-11-14T15:57:40 | box-lowerleft | Space | 1D39 | -27.17 | 26.604 | 0 | Autodesk Revit Architecture 2013 - 20121003_2115(x64) | Autodesk.Revit.DB.Architecture.Room:OST_Rooms:Geometry | n/a | 0 | 0 | 0
1D39-box-upperright | rich.mitrenga@autodesk.com | 2012-11-14T15:57:40 | box-upperright | Space | 1D39 | -26.204 | 28.486 | 2.8 | Autodesk Revit Architecture 2013 - 20121003_2115(x64) | Autodesk.Revit.DB.Architecture.Room:OST_Rooms:Geometry | n/a | 0 | 0 | 0
1D40-box-lowerleft | rich.mitrenga@autodesk.com | 2012-11-14T15:57:40 | box-lowerleft | Space | 1D40 | -24.246 | 22.73 | 0 | Autodesk Revit Architecture 2013 - 20121003_2115(x64) | Autodesk.Revit.DB.Architecture.Room:OST_Rooms:Geometry | n/a | 0 | 0 | 0
1D40-box-upperright | rich.mitrenga@autodesk.com | 2012-11-14T15:57:40 | box-upperright | Space | 1D40 | -20.29 | 28.15 | 2.8 | Autodesk Revit Architecture 2013 - 20121003_2115(x64) | Autodesk.Revit.DB.Architecture.Room:OST_Rooms:Geometry | n/a | 0 | 0 | 0
1DC5-box-lowerleft | rich.mitrenga@autodesk.com | 2012-11-14T15:57:40 | box-lowerleft | Space | 1DC5 | -40.43 | 25.0584 | 0 | Autodesk Revit Architecture 2013 - 20121003_2115(x64) | Autodesk.Revit.DB.Architecture.Room:OST_Rooms:Geometry | n/a | 0 | 0 | 0
1DC5-box-upperright | rich.mitrenga@autodesk.com | 2012-11-14T15:57:40 | box-upperright | Space | 1DC5 | -38.72 | 28.61 | 2.8 | Autodesk Revit Architecture 2013 - 20121003_2115(x64) | Autodesk.Revit.DB.Architecture.Room:OST_Rooms:Geometry | n/a | 0 | 0 | 0
1DC6-box-lowerleft | rich.mitrenga@autodesk.com | 2012-11-14T15:57:40 | box-lowerleft | Space | 1DC6 | -40.43 | 16.814 | 0 | Autodesk Revit Architecture 2013 - 20121003_2115(x64) | Autodesk.Revit.DB.Architecture.Room:OST_Rooms:Geometry | n/a | 0 | 0 | 0
1DC6-box-upperright | rich.mitrenga@autodesk.com | 2012-11-14T15:57:40 | box-upperright | Space | 1DC6 | -38.72 | 24.9344 | 2.8 | Autodesk Revit Architecture 2013 - 20121003_2115(x64) | Autodesk.Revit.DB.Architecture.Room:OST_Rooms:Geometry | n/a | 0 | 0 | 0
1DC7-box-lowerleft | rich.mitrenga@autodesk.com | 2012-11-14T15:57:40 | box-lowerleft | Space | 1DC7 | -38.72 | 22.73 | 0 | Autodesk Revit Architecture 2013 - 20121003_2115(x64) | Autodesk.Revit.DB.Architecture.Room:OST_Rooms:Geometry | n/a | 0 | 0 | 0
1DC7-box-upperright | rich.mitrenga@autodesk.com | 2012-11-14T15:57:40 | box-upperright | Space | 1DC7 | -22.38 | 25.42 | 2.8 | Autodesk Revit Architecture 2013 - 20121003_2115(x64) | Autodesk.Revit.DB.Architecture.Room:OST_Rooms:Geometry | n/a | 0 | 0 | 0
1DC8-box-lowerleft | rich.mitrenga@autodesk.com | 2012-11-14T15:57:40 | box-lowerleft | Space | 1DC8 | -26.08 | 24.4422 | 0 | Autodesk Revit Architecture 2013 - 20121003_2115(x64) | Autodesk.Revit.DB.Architecture.Room:OST_Rooms:Geometry | n/a | 0 | 0 | 0
1DC8-box-upperright | rich.mitrenga@autodesk.com | 2012-11-14T15:57:40 | box-upperright | Space | 1DC8 | -24.37 | 27.91 | 2.8 | Autodesk Revit Architecture 2013 - 20121003_2115(x64) | Autodesk.Revit.DB.Architecture.Room:OST_Rooms:Geometry | n/a | 0 | 0 | 0
1C12-box-lowerleft | rich.mitrenga@autodesk.com | 2012-11-14T15:57:40 | box-lowerleft | Space | 1C12 | -42.6 | 53.264 | 0 | Autodesk Revit Architecture 2013 - 20121003_2115(x64) | Autodesk.Revit.DB.Architecture.Room:OST_Rooms:Geometry | n/a | 0 | 0 | 0
1C12-box-upperright | rich.mitrenga@autodesk.com | 2012-11-14T15:57:40 | box-upperright | Space | 1C12 | -40.537 | 55.91 | 2.8 | Autodesk Revit Architecture 2013 - 20121003_2115(x64) | Autodesk.Revit.DB.Architecture.Room:OST_Rooms:Geometry | n/a | 0 | 0 | 0
1C13-box-lowerleft | rich.mitrenga@autodesk.com | 2012-11-14T15:57:40 | box-lowerleft | Space | 1C13 | -43.18 | 44.864 | 0 | Autodesk Revit Architecture 2013 - 20121003_2115(x64) | Autodesk.Revit.DB.Architecture.Room:OST_Rooms:Geometry | n/a | 0 | 0 | 0
1C13-box-upperright | rich.mitrenga@autodesk.com | 2012-11-14T15:57:40 | box-upperright | Space | 1C13 | -40.537 | 49.07 | 2.8 | Autodesk Revit Architecture 2013 - 20121003_2115(x64) | Autodesk.Revit.DB.Architecture.Room:OST_Rooms:Geometry | n/a | 0 | 0 | 0
1C14-box-lowerleft | rich.mitrenga@autodesk.com | 2012-11-14T15:57:40 | box-lowerleft | Space | 1C14 | -45.17 | 53.264 | 0 | Autodesk Revit Architecture 2013 - 20121003_2115(x64) | Autodesk.Revit.DB.Architecture.Room:OST_Rooms:Geometry | n/a | 0 | 0 | 0
1C14-box-upperright | rich.mitrenga@autodesk.com | 2012-11-14T15:57:40 | box-upperright | Space | 1C14 | -42.724 | 56.253 | 2.8 | Autodesk Revit Architecture 2013 - 20121003_2115(x64) | Autodesk.Revit.DB.Architecture.Room:OST_Rooms:Geometry | n/a | 0 | 0 | 0
1C15-box-lowerleft | rich.mitrenga@autodesk.com | 2012-11-14T15:57:40 | box-lowerleft | Space | 1C15 | -46.77 | 44.864 | 0 | Autodesk Revit Architecture 2013 - 20121003_2115(x64) | Autodesk.Revit.DB.Architecture.Room:OST_Rooms:Geometry | n/a | 0 | 0 | 0
1C15-box-upperright | rich.mitrenga@autodesk.com | 2012-11-14T15:57:40 | box-upperright | Space | 1C15 | -43.304 | 49.07 | 2.8 | Autodesk Revit Architecture 2013 - 20121003_2115(x64) | Autodesk.Revit.DB.Architecture.Room:OST_Rooms:Geometry | n/a | 0 | 0 | 0
1C16-box-lowerleft | rich.mitrenga@autodesk.com | 2012-11-14T15:57:40 | box-lowerleft | Space | 1C16 | -48.37 | 53.264 | 0 | Autodesk Revit Architecture 2013 - 20121003_2115(x64) | Autodesk.Revit.DB.Architecture.Room:OST_Rooms:Geometry | n/a | 0 | 0 | 0
1C16-box-upperright | rich.mitrenga@autodesk.com | 2012-11-14T15:57:40 | box-upperright | Space | 1C16 | -45.294 | 56.253 | 2.8 | Autodesk Revit Architecture 2013 - 20121003_2115(x64) | Autodesk.Revit.DB.Architecture.Room:OST_Rooms:Geometry | n/a | 0 | 0 | 0
1C17-box-lowerleft | rich.mitrenga@autodesk.com | 2012-11-14T15:57:40 | box-lowerleft | Space | 1C17 | -52.013 | 44.864 | 0 | Autodesk Revit Architecture 2013 - 20121003_2115(x64) | Autodesk.Revit.DB.Architecture.Room:OST_Rooms:Geometry | n/a | 0 | 0 | 0
1C17-box-upperright | rich.mitrenga@autodesk.com | 2012-11-14T15:57:40 | box-upperright | Space | 1C17 | -48.829 | 47.706 | 2.8 | Autodesk Revit Architecture 2013 - 20121003_2115(x64) | Autodesk.Revit.DB.Architecture.Room:OST_Rooms:Geometry | n/a | 0 | 0 | 0
1C18-box-lowerleft | rich.mitrenga@autodesk.com | 2012-11-14T15:57:40 | box-lowerleft | Space | 1C18 | -52.013 | 44.864 | 0 | Autodesk Revit Architecture 2013 - 20121003_2115(x64) | Autodesk.Revit.DB.Architecture.Room:OST_Rooms:Geometry | n/a | 0 | 0 | 0
1C18-box-upperright | rich.mitrenga@autodesk.com | 2012-11-14T15:57:40 | box-upperright | Space | 1C18 | -40.537 | 53.14 | 2.8 | Autodesk Revit Architecture 2013 - 20121003_2115(x64) | Autodesk.Revit.DB.Architecture.Room:OST_Rooms:Geometry | n/a | 0 | 0 | 0
1C19-box-lowerleft | rich.mitrenga@autodesk.com | 2012-11-14T15:57:40 | box-lowerleft | Space | 1C19 | -52.013 | 53.264 | 0 | Autodesk Revit Architecture 2013 - 20121003_2115(x64) | Autodesk.Revit.DB.Architecture.Room:OST_Rooms:Geometry | n/a | 0 | 0 | 0
1C19-box-upperright | rich.mitrenga@autodesk.com | 2012-11-14T15:57:40 | box-upperright | Space | 1C19 | -48.494 | 56.253 | 2.8 | Autodesk Revit Architecture 2013 - 20121003_2115(x64) | Autodesk.Revit.DB.Architecture.Room:OST_Rooms:Geometry | n/a | 0 | 0 | 0
1C11-box-lowerleft | rich.mitrenga@autodesk.com | 2012-11-14T15:57:40 | box-lowerleft | Space | 1C11 | -38.596 | 52.5834 | 0 | Autodesk Revit Architecture 2013 - 20121003_2115(x64) | Autodesk.Revit.DB.Architecture.Room:OST_Rooms:Geometry | n/a | 0 | 0 | 0
1C11-box-upperright | rich.mitrenga@autodesk.com | 2012-11-14T15:57:40 | box-upperright | Space | 1C11 | -38.284 | 54.3134 | 2.8 | Autodesk Revit Architecture 2013 - 20121003_2115(x64) | Autodesk.Revit.DB.Architecture.Room:OST_Rooms:Geometry | n/a | 0 | 0 | 0
1CS3-box-lowerleft | rich.mitrenga@autodesk.com | 2012-11-14T15:57:40 | box-lowerleft | Space | 1CS3 | -38.16 | 50.32 | 0 | Autodesk Revit Architecture 2013 - 20121003_2115(x64) | Autodesk.Revit.DB.Architecture.Room:OST_Rooms:Geometry | n/a | 0 | 0 | 0
1CS3-box-upperright | rich.mitrenga@autodesk.com | 2012-11-14T15:57:40 | box-upperright | Space | 1CS3 | -35.74 | 55.995 | 2.8 | Autodesk Revit Architecture 2013 - 20121003_2115(x64) | Autodesk.Revit.DB.Architecture.Room:OST_Rooms:Geometry | n/a | 0 | 0 | 0
1E01-box-lowerleft | rich.mitrenga@autodesk.com | 2012-11-14T15:57:40 | box-lowerleft | Space | 1E01 | -22.786 | 12.104 | 0 | Autodesk Revit Architecture 2013 - 20121003_2115(x64) | Autodesk.Revit.DB.Architecture.Room:OST_Rooms:Geometry | n/a | 0 | 0 | 0
1E01-box-upperright | rich.mitrenga@autodesk.com | 2012-11-14T15:57:40 | box-upperright | Space | 1E01 | -19.954 | 15.27 | 2.8 | Autodesk Revit Architecture 2013 - 20121003_2115(x64) | Autodesk.Revit.DB.Architecture.Room:OST_Rooms:Geometry | n/a | 0 | 0 | 0
1E02-box-lowerleft | rich.mitrenga@autodesk.com | 2012-11-14T15:57:40 | box-lowerleft | Space | 1E02 | -22.786 | 15.394 | 0 | Autodesk Revit Architecture 2013 - 20121003_2115(x64) | Autodesk.Revit.DB.Architecture.Room:OST_Rooms:Geometry | n/a | 0 | 0 | 0
1E02-box-upperright | rich.mitrenga@autodesk.com | 2012-11-14T15:57:40 | box-upperright | Space | 1E02 | -19.954 | 17.19 | 2.8 | Autodesk Revit Architecture 2013 - 20121003_2115(x64) | Autodesk.Revit.DB.Architecture.Room:OST_Rooms:Geometry | n/a | 0 | 0 | 0
1E03-box-lowerleft | rich.mitrenga@autodesk.com | 2012-11-14T15:57:40 | box-lowerleft | Space | 1E03 | -22.786 | 17.314 | 0 | Autodesk Revit Architecture 2013 - 20121003_2115(x64) | Autodesk.Revit.DB.Architecture.Room:OST_Rooms:Geometry | n/a | 0 | 0 | 0
1E03-box-upperright | rich.mitrenga@autodesk.com | 2012-11-14T15:57:40 | box-upperright | Space | 1E03 | -19.954 | 18.56 | 2.8 | Autodesk Revit Architecture 2013 - 20121003_2115(x64) | Autodesk.Revit.DB.Architecture.Room:OST_Rooms:Geometry | n/a | 0 | 0 | 0
1E04-box-lowerleft | rich.mitrenga@autodesk.com | 2012-11-14T15:57:40 | box-lowerleft | Space | 1E04 | -25.776 | 12.104 | 0 | Autodesk Revit Architecture 2013 - 20121003_2115(x64) | Autodesk.Revit.DB.Architecture.Room:OST_Rooms:Geometry | n/a | 0 | 0 | 0
1E04-box-upperright | rich.mitrenga@autodesk.com | 2012-11-14T15:57:40 | box-upperright | Space | 1E04 | -22.91 | 15.236 | 2.8 | Autodesk Revit Architecture 2013 - 20121003_2115(x64) | Autodesk.Revit.DB.Architecture.Room:OST_Rooms:Geometry | n/a | 0 | 0 | 0
1E05-box-lowerleft | rich.mitrenga@autodesk.com | 2012-11-14T15:57:40 | box-lowerleft | Space | 1E05 | -25.776 | 15.36 | 0 | Autodesk Revit Architecture 2013 - 20121003_2115(x64) | Autodesk.Revit.DB.Architecture.Room:OST_Rooms:Geometry | n/a | 0 | 0 | 0
1E05-box-upperright | rich.mitrenga@autodesk.com | 2012-11-14T15:57:40 | box-upperright | Space | 1E05 | -22.91 | 18.56 | 2.8 | Autodesk Revit Architecture 2013 - 20121003_2115(x64) | Autodesk.Revit.DB.Architecture.Room:OST_Rooms:Geometry | n/a | 0 | 0 | 0
1E06-box-lowerleft | rich.mitrenga@autodesk.com | 2012-11-14T15:57:40 | box-lowerleft | Space | 1E06 | -31.47 | 12.104 | 0 | Autodesk Revit Architecture 2013 - 20121003_2115(x64) | Autodesk.Revit.DB.Architecture.Room:OST_Rooms:Geometry | n/a | 0 | 0 | 0
1E06-box-upperright | rich.mitrenga@autodesk.com | 2012-11-14T15:57:40 | box-upperright | Space | 1E06 | -25.9 | 18.56 | 2.8 | Autodesk Revit Architecture 2013 - 20121003_2115(x64) | Autodesk.Revit.DB.Architecture.Room:OST_Rooms:Geometry | n/a | 0 | 0 | 0
1E07-box-lowerleft | rich.mitrenga@autodesk.com | 2012-11-14T15:57:40 | box-lowerleft | Space | 1E07 | -34.75 | 12.104 | 0 | Autodesk Revit Architecture 2013 - 20121003_2115(x64) | Autodesk.Revit.DB.Architecture.Room:OST_Rooms:Geometry | n/a | 0 | 0 | 0
1E07-box-upperright | rich.mitrenga@autodesk.com | 2012-11-14T15:57:40 | box-upperright | Space | 1E07 | -31.594 | 15.526 | 2.8 | Autodesk Revit Architecture 2013 - 20121003_2115(x64) | Autodesk.Revit.DB.Architecture.Room:OST_Rooms:Geometry | n/a | 0 | 0 | 0
1E08-box-lowerleft | rich.mitrenga@autodesk.com | 2012-11-14T15:57:40 | box-lowerleft | Space | 1E08 | -34.75 | 15.65 | 0 | Autodesk Revit Architecture 2013 - 20121003_2115(x64) | Autodesk.Revit.DB.Architecture.Room:OST_Rooms:Geometry | n/a | 0 | 0 | 0
1E08-box-upperright | rich.mitrenga@autodesk.com | 2012-11-14T15:57:40 | box-upperright | Space | 1E08 | -31.594 | 18.56 | 2.8 | Autodesk Revit Architecture 2013 - 20121003_2115(x64) | Autodesk.Revit.DB.Architecture.Room:OST_Rooms:Geometry | n/a | 0 | 0 | 0
1E09-box-lowerleft | rich.mitrenga@autodesk.com | 2012-11-14T15:57:40 | box-lowerleft | Space | 1E09 | -36.545 | 12.104 | 0 | Autodesk Revit Architecture 2013 - 20121003_2115(x64) | Autodesk.Revit.DB.Architecture.Room:OST_Rooms:Geometry | n/a | 0 | 0 | 0
1E09-box-upperright | rich.mitrenga@autodesk.com | 2012-11-14T15:57:40 | box-upperright | Space | 1E09 | -34.874 | 14.766 | 2.8 | Autodesk Revit Architecture 2013 - 20121003_2115(x64) | Autodesk.Revit.DB.Architecture.Room:OST_Rooms:Geometry | n/a | 0 | 0 | 0
1E10-box-lowerleft | rich.mitrenga@autodesk.com | 2012-11-14T15:57:40 | box-lowerleft | Space | 1E10 | -38.596 | 12.104 | 0 | Autodesk Revit Architecture 2013 - 20121003_2115(x64) | Autodesk.Revit.DB.Architecture.Room:OST_Rooms:Geometry | n/a | 0 | 0 | 0
1E10-box-upperright | rich.mitrenga@autodesk.com | 2012-11-14T15:57:40 | box-upperright | Space | 1E10 | -36.925 | 14.766 | 2.8 | Autodesk Revit Architecture 2013 - 20121003_2115(x64) | Autodesk.Revit.DB.Architecture.Room:OST_Rooms:Geometry | n/a | 0 | 0 | 0
1E11-box-lowerleft | rich.mitrenga@autodesk.com | 2012-11-14T15:57:40 | box-lowerleft | Space | 1E11 | -38.596 | 14.89 | 0 | Autodesk Revit Architecture 2013 - 20121003_2115(x64) | Autodesk.Revit.DB.Architecture.Room:OST_Rooms:Geometry | n/a | 0 | 0 | 0
1E11-box-upperright | rich.mitrenga@autodesk.com | 2012-11-14T15:57:40 | box-upperright | Space | 1E11 | -34.874 | 18.56 | 2.8 | Autodesk Revit Architecture 2013 - 20121003_2115(x64) | Autodesk.Revit.DB.Architecture.Room:OST_Rooms:Geometry | n/a | 0 | 0 | 0
1E12-box-lowerleft | rich.mitrenga@autodesk.com | 2012-11-14T15:57:40 | box-lowerleft | Space | 1E12 | -43.093 | 12.104 | 0 | Autodesk Revit Architecture 2013 - 20121003_2115(x64) | Autodesk.Revit.DB.Architecture.Room:OST_Rooms:Geometry | n/a | 0 | 0 | 0
1E12-box-upperright | rich.mitrenga@autodesk.com | 2012-11-14T15:57:40 | box-upperright | Space | 1E12 | -40.554 | 13.936 | 2.8 | Autodesk Revit Architecture 2013 - 20121003_2115(x64) | Autodesk.Revit.DB.Architecture.Room:OST_Rooms:Geometry | n/a | 0 | 0 | 0
1E14-box-lowerleft | rich.mitrenga@autodesk.com | 2012-11-14T15:57:40 | box-lowerleft | Space | 1E14 | -46.77 | 12.104 | 0 | Autodesk Revit Architecture 2013 - 20121003_2115(x64) | Autodesk.Revit.DB.Architecture.Room:OST_Rooms:Geometry | n/a | 0 | 0 | 0
1E14-box-upperright | rich.mitrenga@autodesk.com | 2012-11-14T15:57:40 | box-upperright | Space | 1E14 | -43.478 | 18.526 | 2.8 | Autodesk Revit Architecture 2013 - 20121003_2115(x64) | Autodesk.Revit.DB.Architecture.Room:OST_Rooms:Geometry | n/a | 0 | 0 | 0
1E15-box-lowerleft | rich.mitrenga@autodesk.com | 2012-11-14T15:57:40 | box-lowerleft | Space | 1E15 | -52.013 | 12.247 | 0 | Autodesk Revit Architecture 2013 - 20121003_2115(x64) | Autodesk.Revit.DB.Architecture.Room:OST_Rooms:Geometry | n/a | 0 | 0 | 0
1E15-box-upperright | rich.mitrenga@autodesk.com | 2012-11-14T15:57:40 | box-upperright | Space | 1E15 | -47.23 | 18.38 | 2.8 | Autodesk Revit Architecture 2013 - 20121003_2115(x64) | Autodesk.Revit.DB.Architecture.Room:OST_Rooms:Geometry | n/a | 0 | 0 | 0
1E16-box-lowerleft | rich.mitrenga@autodesk.com | 2012-11-14T15:57:40 | box-lowerleft | Space | 1E16 | -52.013 | -0.113 | 0 | Autodesk Revit Architecture 2013 - 20121003_2115(x64) | Autodesk.Revit.DB.Architecture.Room:OST_Rooms:Geometry | n/a | 0 | 0 | 0
1E16-box-upperright | rich.mitrenga@autodesk.com | 2012-11-14T15:57:40 | box-upperright | Space | 1E16 | -47.22 | 10.163 | 2.8 | Autodesk Revit Architecture 2013 - 20121003_2115(x64) | Autodesk.Revit.DB.Architecture.Room:OST_Rooms:Geometry | n/a | 0 | 0 | 0
1E17-box-lowerleft | rich.mitrenga@autodesk.com | 2012-11-14T15:57:40 | box-lowerleft | Space | 1E17 | -47.326 | -0.113 | 0 | Autodesk Revit Architecture 2013 - 20121003_2115(x64) | Autodesk.Revit.DB.Architecture.Room:OST_Rooms:Geometry | n/a | 0 | 0 | 0
1E17-box-upperright | rich.mitrenga@autodesk.com | 2012-11-14T15:57:40 | box-upperright | Space | 1E17 | -44.084 | 2.616 | 2.8 | Autodesk Revit Architecture 2013 - 20121003_2115(x64) | Autodesk.Revit.DB.Architecture.Room:OST_Rooms:Geometry | n/a | 0 | 0 | 0
1E18-box-lowerleft | rich.mitrenga@autodesk.com | 2012-11-14T15:57:40 | box-lowerleft | Space | 1E18 | -47.326 | 2.74 | 0 | Autodesk Revit Architecture 2013 - 20121003_2115(x64) | Autodesk.Revit.DB.Architecture.Room:OST_Rooms:Geometry | n/a | 0 | 0 | 0
1E18-box-upperright | rich.mitrenga@autodesk.com | 2012-11-14T15:57:40 | box-upperright | Space | 1E18 | -44.084 | 7.186 | 2.8 | Autodesk Revit Architecture 2013 - 20121003_2115(x64) | Autodesk.Revit.DB.Architecture.Room:OST_Rooms:Geometry | n/a | 0 | 0 | 0
1E19-box-lowerleft | rich.mitrenga@autodesk.com | 2012-11-14T15:57:40 | box-lowerleft | Space | 1E19 | -47.326 | 7.31 | 0 | Autodesk Revit Architecture 2013 - 20121003_2115(x64) | Autodesk.Revit.DB.Architecture.Room:OST_Rooms:Geometry | n/a | 0 | 0 | 0
1E19-box-upperright | rich.mitrenga@autodesk.com | 2012-11-14T15:57:40 | box-upperright | Space | 1E19 | -44.084 | 10.163 | 2.8 | Autodesk Revit Architecture 2013 - 20121003_2115(x64) | Autodesk.Revit.DB.Architecture.Room:OST_Rooms:Geometry | n/a | 0 | 0 | 0
1E20-box-lowerleft | rich.mitrenga@autodesk.com | 2012-11-14T15:57:40 | box-lowerleft | Space | 1E20 | -41.773 | -0.113 | 0 | Autodesk Revit Architecture 2013 - 20121003_2115(x64) | Autodesk.Revit.DB.Architecture.Room:OST_Rooms:Geometry | n/a | 0 | 0 | 0
1E20-box-upperright | rich.mitrenga@autodesk.com | 2012-11-14T15:57:40 | box-upperright | Space | 1E20 | -38.3794 | 2.47 | 2.8 | Autodesk Revit Architecture 2013 - 20121003_2115(x64) | Autodesk.Revit.DB.Architecture.Room:OST_Rooms:Geometry | n/a | 0 | 0 | 0
1E21-box-lowerleft | rich.mitrenga@autodesk.com | 2012-11-14T15:57:40 | box-lowerleft | Space | 1E21 | -41.773 | 2.594 | 0 | Autodesk Revit Architecture 2013 - 20121003_2115(x64) | Autodesk.Revit.DB.Architecture.Room:OST_Rooms:Geometry | n/a | 0 | 0 | 0
1E21-box-upperright | rich.mitrenga@autodesk.com | 2012-11-14T15:57:40 | box-upperright | Space | 1E21 | -40.2654 | 5.796 | 2.8 | Autodesk Revit Architecture 2013 - 20121003_2115(x64) | Autodesk.Revit.DB.Architecture.Room:OST_Rooms:Geometry | n/a | 0 | 0 | 0
1E22-box-lowerleft | rich.mitrenga@autodesk.com | 2012-11-14T15:57:40 | box-lowerleft | Space | 1E22 | -40.1414 | 2.594 | 0 | Autodesk Revit Architecture 2013 - 20121003_2115(x64) | Autodesk.Revit.DB.Architecture.Room:OST_Rooms:Geometry | n/a | 0 | 0 | 0
1E22-box-upperright | rich.mitrenga@autodesk.com | 2012-11-14T15:57:40 | box-upperright | Space | 1E22 | -38.3794 | 5.796 | 2.8 | Autodesk Revit Architecture 2013 - 20121003_2115(x64) | Autodesk.Revit.DB.Architecture.Room:OST_Rooms:Geometry | n/a | 0 | 0 | 0
1E23-box-lowerleft | rich.mitrenga@autodesk.com | 2012-11-14T15:57:40 | box-lowerleft | Space | 1E23 | -41.916 | 7.799 | 0 | Autodesk Revit Architecture 2013 - 20121003_2115(x64) | Autodesk.Revit.DB.Architecture.Room:OST_Rooms:Geometry | n/a | 0 | 0 | 0
1E23-box-upperright | rich.mitrenga@autodesk.com | 2012-11-14T15:57:40 | box-upperright | Space | 1E23 | -38.3794 | 10.163 | 2.8 | Autodesk Revit Architecture 2013 - 20121003_2115(x64) | Autodesk.Revit.DB.Architecture.Room:OST_Rooms:Geometry | n/a | 0 | 0 | 0
1E24-box-lowerleft | rich.mitrenga@autodesk.com | 2012-11-14T15:57:40 | box-lowerleft | Space | 1E24 | -38.5704 | -0.113 | 0 | Autodesk Revit Architecture 2013 - 20121003_2115(x64) | Autodesk.Revit.DB.Architecture.Room:OST_Rooms:Geometry | n/a | 0 | 0 | 0
1E24-box-upperright | rich.mitrenga@autodesk.com | 2012-11-14T15:57:40 | box-upperright | Space | 1E24 | -26.174 | 10.163 | 2.8 | Autodesk Revit Architecture 2013 - 20121003_2115(x64) | Autodesk.Revit.DB.Architecture.Room:OST_Rooms:Geometry | n/a | 0 | 0 | 0
1E25-box-lowerleft | rich.mitrenga@autodesk.com | 2012-11-14T15:57:40 | box-lowerleft | Space | 1E25 | -26.9664 | 6.034 | 0 | Autodesk Revit Architecture 2013 - 20121003_2115(x64) | Autodesk.Revit.DB.Architecture.Room:OST_Rooms:Geometry | n/a | 0 | 0 | 0
1E25-box-upperright | rich.mitrenga@autodesk.com | 2012-11-14T15:57:40 | box-upperright | Space | 1E25 | -24.344 | 10.163 | 2.8 | Autodesk Revit Architecture 2013 - 20121003_2115(x64) | Autodesk.Revit.DB.Architecture.Room:OST_Rooms:Geometry | n/a | 0 | 0 | 0
1E26-box-lowerleft | rich.mitrenga@autodesk.com | 2012-11-14T15:57:40 | box-lowerleft | Space | 1E26 | -26.05 | 2.904 | 0 | Autodesk Revit Architecture 2013 - 20121003_2115(x64) | Autodesk.Revit.DB.Architecture.Room:OST_Rooms:Geometry | n/a | 0 | 0 | 0
1E26-box-upperright | rich.mitrenga@autodesk.com | 2012-11-14T15:57:40 | box-upperright | Space | 1E26 | -19.947 | 5.91 | 2.8 | Autodesk Revit Architecture 2013 - 20121003_2115(x64) | Autodesk.Revit.DB.Architecture.Room:OST_Rooms:Geometry | n/a | 0 | 0 | 0
1E27-box-lowerleft | rich.mitrenga@autodesk.com | 2012-11-14T15:57:40 | box-lowerleft | Space | 1E27 | -26.05 | -0.113 | 0 | Autodesk Revit Architecture 2013 - 20121003_2115(x64) | Autodesk.Revit.DB.Architecture.Room:OST_Rooms:Geometry | n/a | 0 | 0 | 0
1E27-box-upperright | rich.mitrenga@autodesk.com | 2012-11-14T15:57:40 | box-upperright | Space | 1E27 | -23.094 | 2.78 | 2.8 | Autodesk Revit Architecture 2013 - 20121003_2115(x64) | Autodesk.Revit.DB.Architecture.Room:OST_Rooms:Geometry | n/a | 0 | 0 | 0
1E28-box-lowerleft | rich.mitrenga@autodesk.com | 2012-11-14T15:57:40 | box-lowerleft | Space | 1E28 | -22.97 | -0.113 | 0 | Autodesk Revit Architecture 2013 - 20121003_2115(x64) | Autodesk.Revit.DB.Architecture.Room:OST_Rooms:Geometry | n/a | 0 | 0 | 0
1E28-box-upperright | rich.mitrenga@autodesk.com | 2012-11-14T15:57:40 | box-upperright | Space | 1E28 | -19.947 | 2.78 | 2.8 | Autodesk Revit Architecture 2013 - 20121003_2115(x64) | Autodesk.Revit.DB.Architecture.Room:OST_Rooms:Geometry | n/a | 0 | 0 | 0
1E29-box-lowerleft | rich.mitrenga@autodesk.com | 2012-11-14T15:57:40 | box-lowerleft | Space | 1E29 | -22.386 | 6.034 | 0 | Autodesk Revit Architecture 2013 - 20121003_2115(x64) | Autodesk.Revit.DB.Architecture.Room:OST_Rooms:Geometry | n/a | 0 | 0 | 0
1E29-box-upperright | rich.mitrenga@autodesk.com | 2012-11-14T15:57:40 | box-upperright | Space | 1E29 | -19.947 | 10.163 | 2.8 | Autodesk Revit Architecture 2013 - 20121003_2115(x64) | Autodesk.Revit.DB.Architecture.Room:OST_Rooms:Geometry | n/a | 0 | 0 | 0
1E30-box-lowerleft | rich.mitrenga@autodesk.com | 2012-11-14T15:57:40 | box-lowerleft | Space | 1E30 | -41.916 | 5.92 | 0 | Autodesk Revit Architecture 2013 - 20121003_2115(x64) | Autodesk.Revit.DB.Architecture.Room:OST_Rooms:Geometry | n/a | 0 | 0 | 0
1E30-box-upperright | rich.mitrenga@autodesk.com | 2012-11-14T15:57:40 | box-upperright | Space | 1E30 | -38.3794 | 7.675 | 2.8 | Autodesk Revit Architecture 2013 - 20121003_2115(x64) | Autodesk.Revit.DB.Architecture.Room:OST_Rooms:Geometry | n/a | 0 | 0 | 0
1E33-box-lowerleft | rich.mitrenga@autodesk.com | 2012-11-14T15:57:40 | box-lowerleft | Space | 1E33 | -43.354 | 14.06 | 0 | Autodesk Revit Architecture 2013 - 20121003_2115(x64) | Autodesk.Revit.DB.Architecture.Room:OST_Rooms:Geometry | n/a | 0 | 0 | 0
1E33-box-upperright | rich.mitrenga@autodesk.com | 2012-11-14T15:57:40 | box-upperright | Space | 1E33 | -40.554 | 18.526 | 2.8 | Autodesk Revit Architecture 2013 - 20121003_2115(x64) | Autodesk.Revit.DB.Architecture.Room:OST_Rooms:Geometry | n/a | 0 | 0 | 0
1EC1-box-lowerleft | rich.mitrenga@autodesk.com | 2012-11-14T15:57:40 | box-lowerleft | Space | 1EC1 | -51.049 | 10.287 | 0 | Autodesk Revit Architecture 2013 - 20121003_2115(x64) | Autodesk.Revit.DB.Architecture.Room:OST_Rooms:Geometry | n/a | 0 | 0 | 0
1EC1-box-upperright | rich.mitrenga@autodesk.com | 2012-11-14T15:57:40 | box-upperright | Space | 1EC1 | -20.954 | 11.98 | 2.8 | Autodesk Revit Architecture 2013 - 20121003_2115(x64) | Autodesk.Revit.DB.Architecture.Room:OST_Rooms:Geometry | n/a | 0 | 0 | 0
1EC2-box-lowerleft | rich.mitrenga@autodesk.com | 2012-11-14T15:57:40 | box-lowerleft | Space | 1EC2 | -24.22 | 6.034 | 0 | Autodesk Revit Architecture 2013 - 20121003_2115(x64) | Autodesk.Revit.DB.Architecture.Room:OST_Rooms:Geometry | n/a | 0 | 0 | 0
1EC2-box-upperright | rich.mitrenga@autodesk.com | 2012-11-14T15:57:40 | box-upperright | Space | 1EC2 | -22.51 | 10.287 | 2.8 | Autodesk Revit Architecture 2013 - 20121003_2115(x64) | Autodesk.Revit.DB.Architecture.Room:OST_Rooms:Geometry | n/a | 0 | 0 | 0
1EC3-box-lowerleft | rich.mitrenga@autodesk.com | 2012-11-14T15:57:40 | box-lowerleft | Space | 1EC3 | -40.43 | 11.98 | 0 | Autodesk Revit Architecture 2013 - 20121003_2115(x64) | Autodesk.Revit.DB.Architecture.Room:OST_Rooms:Geometry | n/a | 0 | 0 | 0
1EC3-box-upperright | rich.mitrenga@autodesk.com | 2012-11-14T15:57:40 | box-upperright | Space | 1EC3 | -38.72 | 16.69 | 2.8 | Autodesk Revit Architecture 2013 - 20121003_2115(x64) | Autodesk.Revit.DB.Architecture.Room:OST_Rooms:Geometry | n/a | 0 | 0 | 0
1EC4-box-lowerleft | rich.mitrenga@autodesk.com | 2012-11-14T15:57:40 | box-lowerleft | Space | 1EC4 | -44.185 | 5.92 | 0 | Autodesk Revit Architecture 2013 - 20121003_2115(x64) | Autodesk.Revit.DB.Architecture.Room:OST_Rooms:Geometry | n/a | 0 | 0 | 0
1EC4-box-upperright | rich.mitrenga@autodesk.com | 2012-11-14T15:57:40 | box-upperright | Space | 1EC4 | -42.04 | 10.287 | 2.8 | Autodesk Revit Architecture 2013 - 20121003_2115(x64) | Autodesk.Revit.DB.Architecture.Room:OST_Rooms:Geometry | n/a | 0 | 0 | 0
1BC1-box-lowerleft | rich.mitrenga@autodesk.com | 2012-11-14T15:57:40 | box-lowerleft | Space | 1BC1 | -3.67 | 24.54 | 0 | Autodesk Revit Architecture 2013 - 20121003_2115(x64) | Autodesk.Revit.DB.Architecture.Room:OST_Rooms:Geometry | n/a | 0 | 0 | 0
1BC1-box-upperright | rich.mitrenga@autodesk.com | 2012-11-14T15:57:40 | box-upperright | Space | 1BC1 | -1.96 | 27.52 | 2.8 | Autodesk Revit Architecture 2013 - 20121003_2115(x64) | Autodesk.Revit.DB.Architecture.Room:OST_Rooms:Geometry | n/a | 0 | 0 | 0
1BC2-box-lowerleft | rich.mitrenga@autodesk.com | 2012-11-14T15:57:40 | box-lowerleft | Space | 1BC2 | -9.29 | 12.78 | 0 | Autodesk Revit Architecture 2013 - 20121003_2115(x64) | Autodesk.Revit.DB.Architecture.Room:OST_Rooms:Geometry | n/a | 0 | 0 | 0
1BC2-box-upperright | rich.mitrenga@autodesk.com | 2012-11-14T15:57:40 | box-upperright | Space | 1BC2 | -6.58 | 27.52 | 2.8 | Autodesk Revit Architecture 2013 - 20121003_2115(x64) | Autodesk.Revit.DB.Architecture.Room:OST_Rooms:Geometry | n/a | 0 | 0 | 0
1BC3-box-lowerleft | rich.mitrenga@autodesk.com | 2012-11-14T15:57:40 | box-lowerleft | Space | 1BC3 | -16.556 | 12.78 | 0 | Autodesk Revit Architecture 2013 - 20121003_2115(x64) | Autodesk.Revit.DB.Architecture.Room:OST_Rooms:Geometry | n/a | 0 | 0 | 0
1BC3-box-upperright | rich.mitrenga@autodesk.com | 2012-11-14T15:57:40 | box-upperright | Space | 1BC3 | -9.29 | 14.49 | 2.8 | Autodesk Revit Architecture 2013 - 20121003_2115(x64) | Autodesk.Revit.DB.Architecture.Room:OST_Rooms:Geometry | n/a | 0 | 0 | 0
1BC4-box-lowerleft | rich.mitrenga@autodesk.com | 2012-11-14T15:57:40 | box-lowerleft | Space | 1BC4 | -20.83 | 9.927 | 0 | Autodesk Revit Architecture 2013 - 20121003_2115(x64) | Autodesk.Revit.DB.Architecture.Room:OST_Rooms:Geometry | n/a | 0 | 0 | 0
1BC4-box-upperright | rich.mitrenga@autodesk.com | 2012-11-14T15:57:40 | box-upperright | Space | 1BC4 | -15.46 | 25.6834 | 2.8 | Autodesk Revit Architecture 2013 - 20121003_2115(x64) | Autodesk.Revit.DB.Architecture.Room:OST_Rooms:Geometry | n/a | 0 | 0 | 0
1B01-box-lowerleft | rich.mitrenga@autodesk.com | 2012-11-14T15:57:40 | box-lowerleft | Space | 1B01 | -7.456 | 26.064 | 0 | Autodesk Revit Architecture 2013 - 20121003_2115(x64) | Autodesk.Revit.DB.Architecture.Room:OST_Rooms:Geometry | n/a | 0 | 0 | 0
1B01-box-upperright | rich.mitrenga@autodesk.com | 2012-11-14T15:57:40 | box-upperright | Space | 1B01 | -3.794 | 28.548 | 2.8 | Autodesk Revit Architecture 2013 - 20121003_2115(x64) | Autodesk.Revit.DB.Architecture.Room:OST_Rooms:Geometry | n/a | 0 | 0 | 0
1B02-box-lowerleft | rich.mitrenga@autodesk.com | 2012-11-14T15:57:40 | box-lowerleft | Space | 1B02 | -1.836 | 25.39 | 0 | Autodesk Revit Architecture 2013 - 20121003_2115(x64) | Autodesk.Revit.DB.Architecture.Room:OST_Rooms:Geometry | n/a | 0 | 0 | 0
1B02-box-upperright | rich.mitrenga@autodesk.com | 2012-11-14T15:57:40 | box-upperright | Space | 1B02 | 0.113 | 28.23 | 2.8 | Autodesk Revit Architecture 2013 - 20121003_2115(x64) | Autodesk.Revit.DB.Architecture.Room:OST_Rooms:Geometry | n/a | 0 | 0 | 0
1B03-box-lowerleft | rich.mitrenga@autodesk.com | 2012-11-14T15:57:40 | box-lowerleft | Space | 1B03 | -7.456 | 23.484 | 0 | Autodesk Revit Architecture 2013 - 20121003_2115(x64) | Autodesk.Revit.DB.Architecture.Room:OST_Rooms:Geometry | n/a | 0 | 0 | 0
1B03-box-upperright | rich.mitrenga@autodesk.com | 2012-11-14T15:57:40 | box-upperright | Space | 1B03 | -3.794 | 25.94 | 2.8 | Autodesk Revit Architecture 2013 - 20121003_2115(x64) | Autodesk.Revit.DB.Architecture.Room:OST_Rooms:Geometry | n/a | 0 | 0 | 0
1B04-box-lowerleft | rich.mitrenga@autodesk.com | 2012-11-14T15:57:40 | box-lowerleft | Space | 1B04 | -6.456 | 14.13 | 0 | Autodesk Revit Architecture 2013 - 20121003_2115(x64) | Autodesk.Revit.DB.Architecture.Room:OST_Rooms:Geometry | n/a | 0 | 0 | 0
1B04-box-upperright | rich.mitrenga@autodesk.com | 2012-11-14T15:57:40 | box-upperright | Space | 1B04 | 0.113 | 25.266 | 2.8 | Autodesk Revit Architecture 2013 - 20121003_2115(x64) | Autodesk.Revit.DB.Architecture.Room:OST_Rooms:Geometry | n/a | 0 | 0 | 0
1B05-box-lowerleft | rich.mitrenga@autodesk.com | 2012-11-14T15:57:40 | box-lowerleft | Space | 1B05 | -7.456 | 21.57 | 0 | Autodesk Revit Architecture 2013 - 20121003_2115(x64) | Autodesk.Revit.DB.Architecture.Room:OST_Rooms:Geometry | n/a | 0 | 0 | 0
1B05-box-upperright | rich.mitrenga@autodesk.com | 2012-11-14T15:57:40 | box-upperright | Space | 1B05 | -5.1 | 23.36 | 2.8 | Autodesk Revit Architecture 2013 - 20121003_2115(x64) | Autodesk.Revit.DB.Architecture.Room:OST_Rooms:Geometry | n/a | 0 | 0 | 0
1B06-box-lowerleft | rich.mitrenga@autodesk.com | 2012-11-14T15:57:40 | box-lowerleft | Space | 1B06 | -2.39 | 10.27 | 0 | Autodesk Revit Architecture 2013 - 20121003_2115(x64) | Autodesk.Revit.DB.Architecture.Room:OST_Rooms:Geometry | n/a | 0 | 0 | 0
1B06-box-upperright | rich.mitrenga@autodesk.com | 2012-11-14T15:57:40 | box-upperright | Space | 1B06 | 0.113 | 14.006 | 2.8 | Autodesk Revit Architecture 2013 - 20121003_2115(x64) | Autodesk.Revit.DB.Architecture.Room:OST_Rooms:Geometry | n/a | 0 | 0 | 0
1B07-box-lowerleft | rich.mitrenga@autodesk.com | 2012-11-14T15:57:40 | box-lowerleft | Space | 1B07 | -7.456 | 19.954 | 0 | Autodesk Revit Architecture 2013 - 20121003_2115(x64) | Autodesk.Revit.DB.Architecture.Room:OST_Rooms:Geometry | n/a | 0 | 0 | 0
1B07-box-upperright | rich.mitrenga@autodesk.com | 2012-11-14T15:57:40 | box-upperright | Space | 1B07 | -4.844 | 21.446 | 2.8 | Autodesk Revit Architecture 2013 - 20121003_2115(x64) | Autodesk.Revit.DB.Architecture.Room:OST_Rooms:Geometry | n/a | 0 | 0 | 0
1B08-box-lowerleft | rich.mitrenga@autodesk.com | 2012-11-14T15:57:40 | box-lowerleft | Space | 1B08 | -4.906 | 10.27 | 0 | Autodesk Revit Architecture 2013 - 20121003_2115(x64) | Autodesk.Revit.DB.Architecture.Room:OST_Rooms:Geometry | n/a | 0 | 0 | 0
1B08-box-upperright | rich.mitrenga@autodesk.com | 2012-11-14T15:57:40 | box-upperright | Space | 1B08 | -2.514 | 14.006 | 2.8 | Autodesk Revit Architecture 2013 - 20121003_2115(x64) | Autodesk.Revit.DB.Architecture.Room:OST_Rooms:Geometry | n/a | 0 | 0 | 0
1B09-box-lowerleft | rich.mitrenga@autodesk.com | 2012-11-14T15:57:40 | box-lowerleft | Space | 1B09 | -7.05 | 17.96 | 0 | Autodesk Revit Architecture 2013 - 20121003_2115(x64) | Autodesk.Revit.DB.Architecture.Room:OST_Rooms:Geometry | n/a | 0 | 0 | 0
1B09-box-upperright | rich.mitrenga@autodesk.com | 2012-11-14T15:57:40 | box-upperright | Space | 1B09 | -4.844 | 19.83 | 2.8 | Autodesk Revit Architecture 2013 - 20121003_2115(x64) | Autodesk.Revit.DB.Architecture.Room:OST_Rooms:Geometry | n/a | 0 | 0 | 0
1B10-box-lowerleft | rich.mitrenga@autodesk.com | 2012-11-14T15:57:40 | box-lowerleft | Space | 1B10 | -7.456 | 9.927 | 0 | Autodesk Revit Architecture 2013 - 20121003_2115(x64) | Autodesk.Revit.DB.Architecture.Room:OST_Rooms:Geometry | n/a | 0 | 0 | 0
1B10-box-upperright | rich.mitrenga@autodesk.com | 2012-11-14T15:57:40 | box-upperright | Space | 1B10 | -5.03 | 14.006 | 2.8 | Autodesk Revit Architecture 2013 - 20121003_2115(x64) | Autodesk.Revit.DB.Architecture.Room:OST_Rooms:Geometry | n/a | 0 | 0 | 0
1B11-box-lowerleft | rich.mitrenga@autodesk.com | 2012-11-14T15:57:40 | box-lowerleft | Space | 1B11 | -7.2 | 15.964 | 0 | Autodesk Revit Architecture 2013 - 20121003_2115(x64) | Autodesk.Revit.DB.Architecture.Room:OST_Rooms:Geometry | n/a | 0 | 0 | 0
1B11-box-upperright | rich.mitrenga@autodesk.com | 2012-11-14T15:57:40 | box-upperright | Space | 1B11 | -4.844 | 17.836 | 2.8 | Autodesk Revit Architecture 2013 - 20121003_2115(x64) | Autodesk.Revit.DB.Architecture.Room:OST_Rooms:Geometry | n/a | 0 | 0 | 0
1B12-box-lowerleft | rich.mitrenga@autodesk.com | 2012-11-14T15:57:40 | box-lowerleft | Space | 1B12 | -8.79 | 9.927 | 0 | Autodesk Revit Architecture 2013 - 20121003_2115(x64) | Autodesk.Revit.DB.Architecture.Room:OST_Rooms:Geometry | n/a | 0 | 0 | 0
1B12-box-upperright | rich.mitrenga@autodesk.com | 2012-11-14T15:57:40 | box-upperright | Space | 1B12 | -7.58 | 12.656 | 2.8 | Autodesk Revit Architecture 2013 - 20121003_2115(x64) | Autodesk.Revit.DB.Architecture.Room:OST_Rooms:Geometry | n/a | 0 | 0 | 0
1B13-box-lowerleft | rich.mitrenga@autodesk.com | 2012-11-14T15:57:40 | box-lowerleft | Space | 1B13 | -15.336 | 23.5 | 0 | Autodesk Revit Architecture 2013 - 20121003_2115(x64) | Autodesk.Revit.DB.Architecture.Room:OST_Rooms:Geometry | n/a | 0 | 0 | 0
1B13-box-upperright | rich.mitrenga@autodesk.com | 2012-11-14T15:57:40 | box-upperright | Space | 1B13 | -9.414 | 28.38 | 2.8 | Autodesk Revit Architecture 2013 - 20121003_2115(x64) | Autodesk.Revit.DB.Architecture.Room:OST_Rooms:Geometry | n/a | 0 | 0 | 0
1B14-box-lowerleft | rich.mitrenga@autodesk.com | 2012-11-14T15:57:40 | box-lowerleft | Space | 1B14 | -10.17 | 9.927 | 0 | Autodesk Revit Architecture 2013 - 20121003_2115(x64) | Autodesk.Revit.DB.Architecture.Room:OST_Rooms:Geometry | n/a | 0 | 0 | 0
1B14-box-upperright | rich.mitrenga@autodesk.com | 2012-11-14T15:57:40 | box-upperright | Space | 1B14 | -8.914 | 12.656 | 2.8 | Autodesk Revit Architecture 2013 - 20121003_2115(x64) | Autodesk.Revit.DB.Architecture.Room:OST_Rooms:Geometry | n/a | 0 | 0 | 0
1B15-box-lowerleft | rich.mitrenga@autodesk.com | 2012-11-14T15:57:40 | box-lowerleft | Space | 1B15 | -11.706 | 23.624 | 0 | Autodesk Revit Architecture 2013 - 20121003_2115(x64) | Autodesk.Revit.DB.Architecture.Room:OST_Rooms:Geometry | n/a | 0 | 0 | 0
1B15-box-upperright | rich.mitrenga@autodesk.com | 2012-11-14T15:57:40 | box-upperright | Space | 1B15 | -9.414 | 25.916 | 2.8 | Autodesk Revit Architecture 2013 - 20121003_2115(x64) | Autodesk.Revit.DB.Architecture.Room:OST_Rooms:Geometry | n/a | 0 | 0 | 0
1B16-box-lowerleft | rich.mitrenga@autodesk.com | 2012-11-14T15:57:40 | box-lowerleft | Space | 1B16 | -11.55 | 9.927 | 0 | Autodesk Revit Architecture 2013 - 20121003_2115(x64) | Autodesk.Revit.DB.Architecture.Room:OST_Rooms:Geometry | n/a | 0 | 0 | 0
1B16-box-upperright | rich.mitrenga@autodesk.com | 2012-11-14T15:57:40 | box-upperright | Space | 1B16 | -10.294 | 12.656 | 2.8 | Autodesk Revit Architecture 2013 - 20121003_2115(x64) | Autodesk.Revit.DB.Architecture.Room:OST_Rooms:Geometry | n/a | 0 | 0 | 0
1B17-box-lowerleft | rich.mitrenga@autodesk.com | 2012-11-14T15:57:40 | box-lowerleft | Space | 1B17 | -15.336 | 19.61 | 0 | Autodesk Revit Architecture 2013 - 20121003_2115(x64) | Autodesk.Revit.DB.Architecture.Room:OST_Rooms:Geometry | n/a | 0 | 0 | 0
1B17-box-upperright | rich.mitrenga@autodesk.com | 2012-11-14T15:57:40 | box-upperright | Space | 1B17 | -9.414 | 23.5 | 2.8 | Autodesk Revit Architecture 2013 - 20121003_2115(x64) | Autodesk.Revit.DB.Architecture.Room:OST_Rooms:Geometry | n/a | 0 | 0 | 0
1B19-box-lowerleft | rich.mitrenga@autodesk.com | 2012-11-14T15:57:40 | box-lowerleft | Space | 1B19 | -15.336 | 14.614 | 0 | Autodesk Revit Architecture 2013 - 20121003_2115(x64) | Autodesk.Revit.DB.Architecture.Room:OST_Rooms:Geometry | n/a | 0 | 0 | 0
1B19-box-upperright | rich.mitrenga@autodesk.com | 2012-11-14T15:57:40 | box-upperright | Space | 1B19 | -9.414 | 19.486 | 2.8 | Autodesk Revit Architecture 2013 - 20121003_2115(x64) | Autodesk.Revit.DB.Architecture.Room:OST_Rooms:Geometry | n/a | 0 | 0 | 0
1B21-box-lowerleft | rich.mitrenga@autodesk.com | 2012-11-14T15:57:40 | box-lowerleft | Space | 1B21 | -17.706 | 18.784 | 0 | Autodesk Revit Architecture 2013 - 20121003_2115(x64) | Autodesk.Revit.DB.Architecture.Room:OST_Rooms:Geometry | n/a | 0 | 0 | 0
1B21-box-upperright | rich.mitrenga@autodesk.com | 2012-11-14T15:57:40 | box-upperright | Space | 1B21 | -15.46 | 22.796 | 2.8 | Autodesk Revit Architecture 2013 - 20121003_2115(x64) | Autodesk.Revit.DB.Architecture.Room:OST_Rooms:Geometry | n/a | 0 | 0 | 0
1B23-box-lowerleft | rich.mitrenga@autodesk.com | 2012-11-14T15:57:40 | box-lowerleft | Space | 1B23 | -17.706 | 14.614 | 0 | Autodesk Revit Architecture 2013 - 20121003_2115(x64) | Autodesk.Revit.DB.Architecture.Room:OST_Rooms:Geometry | n/a | 0 | 0 | 0
1B23-box-upperright | rich.mitrenga@autodesk.com | 2012-11-14T15:57:40 | box-upperright | Space | 1B23 | -15.46 | 18.66 | 2.8 | Autodesk Revit Architecture 2013 - 20121003_2115(x64) | Autodesk.Revit.DB.Architecture.Room:OST_Rooms:Geometry | n/a | 0 | 0 | 0
1BS2-box-lowerleft | rich.mitrenga@autodesk.com | 2012-11-14T15:57:40 | box-lowerleft | Space | 1BS2 | -17.706 | 9.927 | 0 | Autodesk Revit Architecture 2013 - 20121003_2115(x64) | Autodesk.Revit.DB.Architecture.Room:OST_Rooms:Geometry | n/a | 0 | 0 | 0
1BS2-box-upperright | rich.mitrenga@autodesk.com | 2012-11-14T15:57:40 | box-upperright | Space | 1BS2 | -11.674 | 12.656 | 2.8 | Autodesk Revit Architecture 2013 - 20121003_2115(x64) | Autodesk.Revit.DB.Architecture.Room:OST_Rooms:Geometry | n/a | 0 | 0 | 0
1A16-box-lowerleft | rich.mitrenga@autodesk.com | 2012-11-14T15:57:40 | box-lowerleft | Space | 1A16 | -12.85 | 34.904 | 0 | Autodesk Revit Architecture 2013 - 20121003_2115(x64) | Autodesk.Revit.DB.Architecture.Room:OST_Rooms:Geometry | n/a | 0 | 0 | 0
1A16-box-upperright | rich.mitrenga@autodesk.com | 2012-11-14T15:57:40 | box-upperright | Space | 1A16 | -7.51 | 50.203 | 2.8 | Autodesk Revit Architecture 2013 - 20121003_2115(x64) | Autodesk.Revit.DB.Architecture.Room:OST_Rooms:Geometry | n/a | 0 | 0 | 0
1AS1-box-lowerleft | rich.mitrenga@autodesk.com | 2012-11-14T15:57:40 | box-lowerleft | Space | 1AS1 | -18.055 | 37.192 | 0 | Autodesk Revit Architecture 2013 - 20121003_2115(x64) | Autodesk.Revit.DB.Architecture.Room:OST_Rooms:Geometry | n/a | 0 | 0 | 0
1AS1-box-upperright | rich.mitrenga@autodesk.com | 2012-11-14T15:57:40 | box-upperright | Space | 1AS1 | -15.32 | 42.156 | 2.8 | Autodesk Revit Architecture 2013 - 20121003_2115(x64) | Autodesk.Revit.DB.Architecture.Room:OST_Rooms:Geometry | n/a | 0 | 0 | 0
1E15A-box-lowerleft | rich.mitrenga@autodesk.com | 2012-11-14T15:57:40 | box-lowerleft | Space | 1E15A | -52.013 | 12.984 | 0 | Autodesk Revit Architecture 2013 - 20121003_2115(x64) | Autodesk.Revit.DB.Architecture.Room:OST_Rooms:Geometry | n/a | 0 | 0 | 0
1E15A-box-upperright | rich.mitrenga@autodesk.com | 2012-11-14T15:57:40 | box-upperright | Space | 1E15A | -51.404 | 15.7058 | 2.8 | Autodesk Revit Architecture 2013 - 20121003_2115(x64) | Autodesk.Revit.DB.Architecture.Room:OST_Rooms:Geometry | n/a | 0 | 0 | 0
E1-box-lowerleft | rich.mitrenga@autodesk.com | 2012-11-14T15:57:40 | box-lowerleft | Space | E1 | -17.7052 | 25.8074 | 0 | Autodesk Revit Architecture 2013 - 20121003_2115(x64) | Autodesk.Revit.DB.Architecture.Room:OST_Rooms:Geometry | n/a | 0 | 0 | 0
E1-box-upperright | rich.mitrenga@autodesk.com | 2012-11-14T15:57:40 | box-upperright | Space | E1 | -15.46 | 27.5839 | 9.25 | Autodesk Revit Architecture 2013 - 20121003_2115(x64) | Autodesk.Revit.DB.Architecture.Room:OST_Rooms:Geometry | n/a | 0 | 0 | 0
2AC1-box-lowerleft | rich.mitrenga@autodesk.com | 2012-11-14T15:57:40 | box-lowerleft | Space | 2AC1 | -20.166 | 27.5839 | 4.57 | Autodesk Revit Architecture 2013 - 20121003_2115(x64) | Autodesk.Revit.DB.Architecture.Room:OST_Rooms:Geometry | n/a | 0 | 0 | 0
2AC1-box-upperright | rich.mitrenga@autodesk.com | 2012-11-14T15:57:40 | box-upperright | Space | 2AC1 | -14.32 | 37.0744 | 9.25 | Autodesk Revit Architecture 2013 - 20121003_2115(x64) | Autodesk.Revit.DB.Architecture.Room:OST_Rooms:Geometry | n/a | 0 | 0 | 0
2AC2-box-lowerleft | rich.mitrenga@autodesk.com | 2012-11-14T15:57:40 | box-lowerleft | Space | 2AC2 | -21.73 | 37.1984 | 4.57 | Autodesk Revit Architecture 2013 - 20121003_2115(x64) | Autodesk.Revit.DB.Architecture.Room:OST_Rooms:Geometry | n/a | 0 | 0 | 0
2AC2-box-upperright | rich.mitrenga@autodesk.com | 2012-11-14T15:57:40 | box-upperright | Space | 2AC2 | -18.129 | 43.9154 | 7.37 | Autodesk Revit Architecture 2013 - 20121003_2115(x64) | Autodesk.Revit.DB.Architecture.Room:OST_Rooms:Geometry | n/a | 0 | 0 | 0
2AC3-box-lowerleft | rich.mitrenga@autodesk.com | 2012-11-14T15:57:40 | box-lowerleft | Space | 2AC3 | -19.83 | 44.0394 | 4.57 | Autodesk Revit Architecture 2013 - 20121003_2115(x64) | Autodesk.Revit.DB.Architecture.Room:OST_Rooms:Geometry | n/a | 0 | 0 | 0
2AC3-box-upperright | rich.mitrenga@autodesk.com | 2012-11-14T15:57:40 | box-upperright | Space | 2AC3 | -5.98 | 46.8164 | 7.37 | Autodesk Revit Architecture 2013 - 20121003_2115(x64) | Autodesk.Revit.DB.Architecture.Room:OST_Rooms:Geometry | n/a | 0 | 0 | 0
2AC4-box-lowerleft | rich.mitrenga@autodesk.com | 2012-11-14T15:57:40 | box-lowerleft | Space | 2AC4 | -5.98 | 38.9444 | 4.57 | Autodesk Revit Architecture 2013 - 20121003_2115(x64) | Autodesk.Revit.DB.Architecture.Room:OST_Rooms:Geometry | n/a | 0 | 0 | 0
2AC4-box-upperright | rich.mitrenga@autodesk.com | 2012-11-14T15:57:40 | box-upperright | Space | 2AC4 | -4.27 | 46.7544 | 7.37 | Autodesk Revit Architecture 2013 - 20121003_2115(x64) | Autodesk.Revit.DB.Architecture.Room:OST_Rooms:Geometry | n/a | 0 | 0 | 0
2AC5-box-lowerleft | rich.mitrenga@autodesk.com | 2012-11-14T15:57:40 | box-lowerleft | Space | 2AC5 | -10.881 | 39.5444 | 4.57 | Autodesk Revit Architecture 2013 - 20121003_2115(x64) | Autodesk.Revit.DB.Architecture.Room:OST_Rooms:Geometry | n/a | 0 | 0 | 0
2AC5-box-upperright | rich.mitrenga@autodesk.com | 2012-11-14T15:57:40 | box-upperright | Space | 2AC5 | -5.98 | 41.2544 | 7.37 | Autodesk Revit Architecture 2013 - 20121003_2115(x64) | Autodesk.Revit.DB.Architecture.Room:OST_Rooms:Geometry | n/a | 0 | 0 | 0
2AS1-box-lowerleft | rich.mitrenga@autodesk.com | 2012-11-14T15:57:40 | box-lowerleft | Space | 2AS1 | -18.005 | 37.0744 | 4.57 | Autodesk Revit Architecture 2013 - 20121003_2115(x64) | Autodesk.Revit.DB.Architecture.Room:OST_Rooms:Geometry | n/a | 0 | 0 | 0
2AS1-box-upperright | rich.mitrenga@autodesk.com | 2012-11-14T15:57:40 | box-upperright | Space | 2AS1 | -15.32 | 42.156 | 7.37 | Autodesk Revit Architecture 2013 - 20121003_2115(x64) | Autodesk.Revit.DB.Architecture.Room:OST_Rooms:Geometry | n/a | 0 | 0 | 0
2A01-box-lowerleft | rich.mitrenga@autodesk.com | 2012-11-14T15:57:40 | box-lowerleft | Space | 2A01 | -4.146 | 33.754 | 4.57 | Autodesk Revit Architecture 2013 - 20121003_2115(x64) | Autodesk.Revit.DB.Architecture.Room:OST_Rooms:Geometry | n/a | 0 | 0 | 0
2A01-box-upperright | rich.mitrenga@autodesk.com | 2012-11-14T15:57:40 | box-upperright | Space | 2A01 | 0.113 | 40.0744 | 7.37 | Autodesk Revit Architecture 2013 - 20121003_2115(x64) | Autodesk.Revit.DB.Architecture.Room:OST_Rooms:Geometry | n/a | 0 | 0 | 0
2A02-box-lowerleft | rich.mitrenga@autodesk.com | 2012-11-14T15:57:40 | box-lowerleft | Space | 2A02 | -4.146 | 40.1984 | 4.57 | Autodesk Revit Architecture 2013 - 20121003_2115(x64) | Autodesk.Revit.DB.Architecture.Room:OST_Rooms:Geometry | n/a | 0 | 0 | 0
2A02-box-upperright | rich.mitrenga@autodesk.com | 2012-11-14T15:57:40 | box-upperright | Space | 2A02 | 0.113 | 42.6704 | 7.37 | Autodesk Revit Architecture 2013 - 20121003_2115(x64) | Autodesk.Revit.DB.Architecture.Room:OST_Rooms:Geometry | n/a | 0 | 0 | 0
2A03-box-lowerleft | rich.mitrenga@autodesk.com | 2012-11-14T15:57:40 | box-lowerleft | Space | 2A03 | -4.146 | 42.7944 | 4.57 | Autodesk Revit Architecture 2013 - 20121003_2115(x64) | Autodesk.Revit.DB.Architecture.Room:OST_Rooms:Geometry | n/a | 0 | 0 | 0
2A03-box-upperright | rich.mitrenga@autodesk.com | 2012-11-14T15:57:40 | box-upperright | Space | 2A03 | 0.113 | 46.2644 | 7.37 | Autodesk Revit Architecture 2013 - 20121003_2115(x64) | Autodesk.Revit.DB.Architecture.Room:OST_Rooms:Geometry | n/a | 0 | 0 | 0
2A04-box-lowerleft | rich.mitrenga@autodesk.com | 2012-11-14T15:57:40 | box-lowerleft | Space | 2A04 | -4.146 | 46.3884 | 4.57 | Autodesk Revit Architecture 2013 - 20121003_2115(x64) | Autodesk.Revit.DB.Architecture.Room:OST_Rooms:Geometry | n/a | 0 | 0 | 0
2A04-box-upperright | rich.mitrenga@autodesk.com | 2012-11-14T15:57:40 | box-upperright | Space | 2A04 | 0.113 | 49.8944 | 7.37 | Autodesk Revit Architecture 2013 - 20121003_2115(x64) | Autodesk.Revit.DB.Architecture.Room:OST_Rooms:Geometry | n/a | 0 | 0 | 0
2A05-box-lowerleft | rich.mitrenga@autodesk.com | 2012-11-14T15:57:40 | box-lowerleft | Space | 2A05 | -7.556 | 46.8784 | 4.57 | Autodesk Revit Architecture 2013 - 20121003_2115(x64) | Autodesk.Revit.DB.Architecture.Room:OST_Rooms:Geometry | n/a | 0 | 0 | 0
2A05-box-upperright | rich.mitrenga@autodesk.com | 2012-11-14T15:57:40 | box-upperright | Space | 2A05 | -4.27 | 50.203 | 7.37 | Autodesk Revit Architecture 2013 - 20121003_2115(x64) | Autodesk.Revit.DB.Architecture.Room:OST_Rooms:Geometry | n/a | 0 | 0 | 0
2A06-box-lowerleft | rich.mitrenga@autodesk.com | 2012-11-14T15:57:40 | box-lowerleft | Space | 2A06 | -10.99 | 46.8784 | 4.57 | Autodesk Revit Architecture 2013 - 20121003_2115(x64) | Autodesk.Revit.DB.Architecture.Room:OST_Rooms:Geometry | n/a | 0 | 0 | 0
2A06-box-upperright | rich.mitrenga@autodesk.com | 2012-11-14T15:57:40 | box-upperright | Space | 2A06 | -7.68 | 50.203 | 7.37 | Autodesk Revit Architecture 2013 - 20121003_2115(x64) | Autodesk.Revit.DB.Architecture.Room:OST_Rooms:Geometry | n/a | 0 | 0 | 0
2A07-box-lowerleft | rich.mitrenga@autodesk.com | 2012-11-14T15:57:40 | box-lowerleft | Space | 2A07 | -14.4 | 46.8164 | 4.57 | Autodesk Revit Architecture 2013 - 20121003_2115(x64) | Autodesk.Revit.DB.Architecture.Room:OST_Rooms:Geometry | n/a | 0 | 0 | 0
2A07-box-upperright | rich.mitrenga@autodesk.com | 2012-11-14T15:57:40 | box-upperright | Space | 2A07 | -11.114 | 50.203 | 7.37 | Autodesk Revit Architecture 2013 - 20121003_2115(x64) | Autodesk.Revit.DB.Architecture.Room:OST_Rooms:Geometry | n/a | 0 | 0 | 0
2A08-box-lowerleft | rich.mitrenga@autodesk.com | 2012-11-14T15:57:40 | box-lowerleft | Space | 2A08 | -17.81 | 46.8164 | 4.57 | Autodesk Revit Architecture 2013 - 20121003_2115(x64) | Autodesk.Revit.DB.Architecture.Room:OST_Rooms:Geometry | n/a | 0 | 0 | 0
2A08-box-upperright | rich.mitrenga@autodesk.com | 2012-11-14T15:57:40 | box-upperright | Space | 2A08 | -14.524 | 50.203 | 7.37 | Autodesk Revit Architecture 2013 - 20121003_2115(x64) | Autodesk.Revit.DB.Architecture.Room:OST_Rooms:Geometry | n/a | 0 | 0 | 0
2A09-box-lowerleft | rich.mitrenga@autodesk.com | 2012-11-14T15:57:40 | box-lowerleft | Space | 2A09 | -21.186 | 46.8164 | 4.57 | Autodesk Revit Architecture 2013 - 20121003_2115(x64) | Autodesk.Revit.DB.Architecture.Room:OST_Rooms:Geometry | n/a | 0 | 0 | 0
2A09-box-upperright | rich.mitrenga@autodesk.com | 2012-11-14T15:57:40 | box-upperright | Space | 2A09 | -17.934 | 50.203 | 7.37 | Autodesk Revit Architecture 2013 - 20121003_2115(x64) | Autodesk.Revit.DB.Architecture.Room:OST_Rooms:Geometry | n/a | 0 | 0 | 0
2A10-box-lowerleft | rich.mitrenga@autodesk.com | 2012-11-14T15:57:40 | box-lowerleft | Space | 2A10 | -18.005 | 42.28 | 4.57 | Autodesk Revit Architecture 2013 - 20121003_2115(x64) | Autodesk.Revit.DB.Architecture.Room:OST_Rooms:Geometry | n/a | 0 | 0 | 0
2A10-box-upperright | rich.mitrenga@autodesk.com | 2012-11-14T15:57:40 | box-upperright | Space | 2A10 | -15.32 | 45.0444 | 7.37 | Autodesk Revit Architecture 2013 - 20121003_2115(x64) | Autodesk.Revit.DB.Architecture.Room:OST_Rooms:Geometry | n/a | 0 | 0 | 0
2A11-box-lowerleft | rich.mitrenga@autodesk.com | 2012-11-14T15:57:40 | box-lowerleft | Space | 2A11 | -15.196 | 34.8338 | 4.57 | Autodesk Revit Architecture 2013 - 20121003_2115(x64) | Autodesk.Revit.DB.Architecture.Room:OST_Rooms:Geometry | n/a | 0 | 0 | 0
2A11-box-upperright | rich.mitrenga@autodesk.com | 2012-11-14T15:57:40 | box-upperright | Space | 2A11 | -11.005 | 44.9204 | 7.37 | Autodesk Revit Architecture 2013 - 20121003_2115(x64) | Autodesk.Revit.DB.Architecture.Room:OST_Rooms:Geometry | n/a | 0 | 0 | 0
2A12-box-lowerleft | rich.mitrenga@autodesk.com | 2012-11-14T15:57:40 | box-lowerleft | Space | 2A12 | -11.796 | 41.3784 | 4.57 | Autodesk Revit Architecture 2013 - 20121003_2115(x64) | Autodesk.Revit.DB.Architecture.Room:OST_Rooms:Geometry | n/a | 0 | 0 | 0
2A12-box-upperright | rich.mitrenga@autodesk.com | 2012-11-14T15:57:40 | box-upperright | Space | 2A12 | -8.254 | 44.9204 | 7.37 | Autodesk Revit Architecture 2013 - 20121003_2115(x64) | Autodesk.Revit.DB.Architecture.Room:OST_Rooms:Geometry | n/a | 0 | 0 | 0
2A13-box-lowerleft | rich.mitrenga@autodesk.com | 2012-11-14T15:57:40 | box-lowerleft | Space | 2A13 | -8.13 | 41.3784 | 4.57 | Autodesk Revit Architecture 2013 - 20121003_2115(x64) | Autodesk.Revit.DB.Architecture.Room:OST_Rooms:Geometry | n/a | 0 | 0 | 0
2A13-box-upperright | rich.mitrenga@autodesk.com | 2012-11-14T15:57:40 | box-upperright | Space | 2A13 | -6.104 | 44.9204 | 7.37 | Autodesk Revit Architecture 2013 - 20121003_2115(x64) | Autodesk.Revit.DB.Architecture.Room:OST_Rooms:Geometry | n/a | 0 | 0 | 0
2A12A-box-lowerleft | rich.mitrenga@autodesk.com | 2012-11-14T15:57:40 | box-lowerleft | Space | 2A12A | -11.796 | 43.3813 | 4.57 | Autodesk Revit Architecture 2013 - 20121003_2115(x64) | Autodesk.Revit.DB.Architecture.Room:OST_Rooms:Geometry | n/a | 0 | 0 | 0
2A12A-box-upperright | rich.mitrenga@autodesk.com | 2012-11-14T15:57:40 | box-upperright | Space | 2A12A | -10.504 | 45.0444 | 7.37 | Autodesk Revit Architecture 2013 - 20121003_2115(x64) | Autodesk.Revit.DB.Architecture.Room:OST_Rooms:Geometry | n/a | 0 | 0 | 0
2A14-box-lowerleft | rich.mitrenga@autodesk.com | 2012-11-14T15:57:40 | box-lowerleft | Space | 2A14 | -11.83 | 34.8338 | 4.57 | Autodesk Revit Architecture 2013 - 20121003_2115(x64) | Autodesk.Revit.DB.Architecture.Room:OST_Rooms:Geometry | n/a | 0 | 0 | 0
2A14-box-upperright | rich.mitrenga@autodesk.com | 2012-11-14T15:57:40 | box-upperright | Space | 2A14 | -4.27 | 39.4204 | 7.37 | Autodesk Revit Architecture 2013 - 20121003_2115(x64) | Autodesk.Revit.DB.Architecture.Room:OST_Rooms:Geometry | n/a | 0 | 0 | 0
2C01-box-lowerleft | rich.mitrenga@autodesk.com | 2012-11-14T15:57:40 | box-lowerleft | Space | 2C01 | -22.73 | 41.5944 | 4.57 | Autodesk Revit Architecture 2013 - 20121003_2115(x64) | Autodesk.Revit.DB.Architecture.Room:OST_Rooms:Geometry | n/a | 0 | 0 | 0
2C01-box-upperright | rich.mitrenga@autodesk.com | 2012-11-14T15:57:40 | box-upperright | Space | 2C01 | -20.29 | 44.9204 | 7.37 | Autodesk Revit Architecture 2013 - 20121003_2115(x64) | Autodesk.Revit.DB.Architecture.Room:OST_Rooms:Geometry | n/a | 0 | 0 | 0
2C02-box-lowerleft | rich.mitrenga@autodesk.com | 2012-11-14T15:57:40 | box-lowerleft | Space | 2C02 | -24.596 | 46.8164 | 4.57 | Autodesk Revit Architecture 2013 - 20121003_2115(x64) | Autodesk.Revit.DB.Architecture.Room:OST_Rooms:Geometry | n/a | 0 | 0 | 0
2C02-box-upperright | rich.mitrenga@autodesk.com | 2012-11-14T15:57:40 | box-upperright | Space | 2C02 | -21.31 | 50.203 | 7.37 | Autodesk Revit Architecture 2013 - 20121003_2115(x64) | Autodesk.Revit.DB.Architecture.Room:OST_Rooms:Geometry | n/a | 0 | 0 | 0
2C03-box-lowerleft | rich.mitrenga@autodesk.com | 2012-11-14T15:57:40 | box-lowerleft | Space | 2C03 | -27.026 | 34.8338 | 4.57 | Autodesk Revit Architecture 2013 - 20121003_2115(x64) | Autodesk.Revit.DB.Architecture.Room:OST_Rooms:Geometry | n/a | 0 | 0 | 0
2C03-box-upperright | rich.mitrenga@autodesk.com | 2012-11-14T15:57:40 | box-upperright | Space | 2C03 | -22.854 | 44.9204 | 7.37 | Autodesk Revit Architecture 2013 - 20121003_2115(x64) | Autodesk.Revit.DB.Architecture.Room:OST_Rooms:Geometry | n/a | 0 | 0 | 0
2C04-box-lowerleft | rich.mitrenga@autodesk.com | 2012-11-14T15:57:40 | box-lowerleft | Space | 2C04 | -28.006 | 46.8784 | 4.57 | Autodesk Revit Architecture 2013 - 20121003_2115(x64) | Autodesk.Revit.DB.Architecture.Room:OST_Rooms:Geometry | n/a | 0 | 0 | 0
2C04-box-upperright | rich.mitrenga@autodesk.com | 2012-11-14T15:57:40 | box-upperright | Space | 2C04 | -24.72 | 50.203 | 7.37 | Autodesk Revit Architecture 2013 - 20121003_2115(x64) | Autodesk.Revit.DB.Architecture.Room:OST_Rooms:Geometry | n/a | 0 | 0 | 0
2C05-box-lowerleft | rich.mitrenga@autodesk.com | 2012-11-14T15:57:40 | box-lowerleft | Space | 2C05 | -27.026 | 43.4884 | 4.57 | Autodesk Revit Architecture 2013 - 20121003_2115(x64) | Autodesk.Revit.DB.Architecture.Room:OST_Rooms:Geometry | n/a | 0 | 0 | 0
2C05-box-upperright | rich.mitrenga@autodesk.com | 2012-11-14T15:57:40 | box-upperright | Space | 2C05 | -24.574 | 44.9204 | 7.37 | Autodesk Revit Architecture 2013 - 20121003_2115(x64) | Autodesk.Revit.DB.Architecture.Room:OST_Rooms:Geometry | n/a | 0 | 0 | 0
2C06-box-lowerleft | rich.mitrenga@autodesk.com | 2012-11-14T15:57:40 | box-lowerleft | Space | 2C06 | -31.416 | 46.8784 | 4.57 | Autodesk Revit Architecture 2013 - 20121003_2115(x64) | Autodesk.Revit.DB.Architecture.Room:OST_Rooms:Geometry | n/a | 0 | 0 | 0
2C06-box-upperright | rich.mitrenga@autodesk.com | 2012-11-14T15:57:40 | box-upperright | Space | 2C06 | -28.13 | 50.203 | 7.37 | Autodesk Revit Architecture 2013 - 20121003_2115(x64) | Autodesk.Revit.DB.Architecture.Room:OST_Rooms:Geometry | n/a | 0 | 0 | 0
2C07-box-lowerleft | rich.mitrenga@autodesk.com | 2012-11-14T15:57:40 | box-lowerleft | Space | 2C07 | -29.91 | 37.3444 | 4.57 | Autodesk Revit Architecture 2013 - 20121003_2115(x64) | Autodesk.Revit.DB.Architecture.Room:OST_Rooms:Geometry | n/a | 0 | 0 | 0
2C07-box-upperright | rich.mitrenga@autodesk.com | 2012-11-14T15:57:40 | box-upperright | Space | 2C07 | -27.15 | 44.9204 | 7.37 | Autodesk Revit Architecture 2013 - 20121003_2115(x64) | Autodesk.Revit.DB.Architecture.Room:OST_Rooms:Geometry | n/a | 0 | 0 | 0
2C08-box-lowerleft | rich.mitrenga@autodesk.com | 2012-11-14T15:57:40 | box-lowerleft | Space | 2C08 | -31.486 | 37.3444 | 4.57 | Autodesk Revit Architecture 2013 - 20121003_2115(x64) | Autodesk.Revit.DB.Architecture.Room:OST_Rooms:Geometry | n/a | 0 | 0 | 0
2C08-box-upperright | rich.mitrenga@autodesk.com | 2012-11-14T15:57:40 | box-upperright | Space | 2C08 | -29.124 | 44.9204 | 7.37 | Autodesk Revit Architecture 2013 - 20121003_2115(x64) | Autodesk.Revit.DB.Architecture.Room:OST_Rooms:Geometry | n/a | 0 | 0 | 0
2C09-box-lowerleft | rich.mitrenga@autodesk.com | 2012-11-14T15:57:40 | box-lowerleft | Space | 2C09 | -34.826 | 46.8784 | 4.57 | Autodesk Revit Architecture 2013 - 20121003_2115(x64) | Autodesk.Revit.DB.Architecture.Room:OST_Rooms:Geometry | n/a | 0 | 0 | 0
2C09-box-upperright | rich.mitrenga@autodesk.com | 2012-11-14T15:57:40 | box-upperright | Space | 2C09 | -31.54 | 50.203 | 7.37 | Autodesk Revit Architecture 2013 - 20121003_2115(x64) | Autodesk.Revit.DB.Architecture.Room:OST_Rooms:Geometry | n/a | 0 | 0 | 0
2C10-box-lowerleft | rich.mitrenga@autodesk.com | 2012-11-14T15:57:40 | box-lowerleft | Space | 2C10 | -36.48 | 41.4584 | 4.57 | Autodesk Revit Architecture 2013 - 20121003_2115(x64) | Autodesk.Revit.DB.Architecture.Room:OST_Rooms:Geometry | n/a | 0 | 0 | 0
2C10-box-upperright | rich.mitrenga@autodesk.com | 2012-11-14T15:57:40 | box-upperright | Space | 2C10 | -33.444 | 44.9204 | 7.37 | Autodesk Revit Architecture 2013 - 20121003_2115(x64) | Autodesk.Revit.DB.Architecture.Room:OST_Rooms:Geometry | n/a | 0 | 0 | 0
2C11-box-lowerleft | rich.mitrenga@autodesk.com | 2012-11-14T15:57:40 | box-lowerleft | Space | 2C11 | -36.466 | 46.8784 | 4.57 | Autodesk Revit Architecture 2013 - 20121003_2115(x64) | Autodesk.Revit.DB.Architecture.Room:OST_Rooms:Geometry | n/a | 0 | 0 | 0
2C11-box-upperright | rich.mitrenga@autodesk.com | 2012-11-14T15:57:40 | box-upperright | Space | 2C11 | -34.95 | 49.8944 | 7.37 | Autodesk Revit Architecture 2013 - 20121003_2115(x64) | Autodesk.Revit.DB.Architecture.Room:OST_Rooms:Geometry | n/a | 0 | 0 | 0
2C12-box-lowerleft | rich.mitrenga@autodesk.com | 2012-11-14T15:57:40 | box-lowerleft | Space | 2C12 | -40.476 | 41.4584 | 4.57 | Autodesk Revit Architecture 2013 - 20121003_2115(x64) | Autodesk.Revit.DB.Architecture.Room:OST_Rooms:Geometry | n/a | 0 | 0 | 0
2C12-box-upperright | rich.mitrenga@autodesk.com | 2012-11-14T15:57:40 | box-upperright | Space | 2C12 | -36.604 | 44.9544 | 7.37 | Autodesk Revit Architecture 2013 - 20121003_2115(x64) | Autodesk.Revit.DB.Architecture.Room:OST_Rooms:Geometry | n/a | 0 | 0 | 0
2C13-box-lowerleft | rich.mitrenga@autodesk.com | 2012-11-14T15:57:40 | box-lowerleft | Space | 2C13 | -40.286 | 46.8784 | 4.57 | Autodesk Revit Architecture 2013 - 20121003_2115(x64) | Autodesk.Revit.DB.Architecture.Room:OST_Rooms:Geometry | n/a | 0 | 0 | 0
2C13-box-upperright | rich.mitrenga@autodesk.com | 2012-11-14T15:57:40 | box-upperright | Space | 2C13 | -38.424 | 49.8944 | 7.37 | Autodesk Revit Architecture 2013 - 20121003_2115(x64) | Autodesk.Revit.DB.Architecture.Room:OST_Rooms:Geometry | n/a | 0 | 0 | 0
2C14-box-lowerleft | rich.mitrenga@autodesk.com | 2012-11-14T15:57:40 | box-lowerleft | Space | 2C14 | -43.73 | 46.8164 | 4.57 | Autodesk Revit Architecture 2013 - 20121003_2115(x64) | Autodesk.Revit.DB.Architecture.Room:OST_Rooms:Geometry | n/a | 0 | 0 | 0
2C14-box-upperright | rich.mitrenga@autodesk.com | 2012-11-14T15:57:40 | box-upperright | Space | 2C14 | -40.41 | 50.2374 | 7.37 | Autodesk Revit Architecture 2013 - 20121003_2115(x64) | Autodesk.Revit.DB.Architecture.Room:OST_Rooms:Geometry | n/a | 0 | 0 | 0
2C15-box-lowerleft | rich.mitrenga@autodesk.com | 2012-11-14T15:57:40 | box-lowerleft | Space | 2C15 | -43.476 | 41.7984 | 4.57 | Autodesk Revit Architecture 2013 - 20121003_2115(x64) | Autodesk.Revit.DB.Architecture.Room:OST_Rooms:Geometry | n/a | 0 | 0 | 0
2C15-box-upperright | rich.mitrenga@autodesk.com | 2012-11-14T15:57:40 | box-upperright | Space | 2C15 | -40.6 | 44.9544 | 7.37 | Autodesk Revit Architecture 2013 - 20121003_2115(x64) | Autodesk.Revit.DB.Architecture.Room:OST_Rooms:Geometry | n/a | 0 | 0 | 0
2C16-box-lowerleft | rich.mitrenga@autodesk.com | 2012-11-14T15:57:40 | box-lowerleft | Space | 2C16 | -47.113 | 46.8784 | 4.57 | Autodesk Revit Architecture 2013 - 20121003_2115(x64) | Autodesk.Revit.DB.Architecture.Room:OST_Rooms:Geometry | n/a | 0 | 0 | 0
2C16-box-upperright | rich.mitrenga@autodesk.com | 2012-11-14T15:57:40 | box-upperright | Space | 2C16 | -43.854 | 50.2374 | 7.37 | Autodesk Revit Architecture 2013 - 20121003_2115(x64) | Autodesk.Revit.DB.Architecture.Room:OST_Rooms:Geometry | n/a | 0 | 0 | 0
2C17-box-lowerleft | rich.mitrenga@autodesk.com | 2012-11-14T15:57:40 | box-lowerleft | Space | 2C17 | -47.113 | 38.5184 | 4.57 | Autodesk Revit Architecture 2013 - 20121003_2115(x64) | Autodesk.Revit.DB.Architecture.Room:OST_Rooms:Geometry | n/a | 0 | 0 | 0
2C17-box-upperright | rich.mitrenga@autodesk.com | 2012-11-14T15:57:40 | box-upperright | Space | 2C17 | -43.37 | 46.7544 | 7.37 | Autodesk Revit Architecture 2013 - 20121003_2115(x64) | Autodesk.Revit.DB.Architecture.Room:OST_Rooms:Geometry | n/a | 0 | 0 | 0
2C18-box-lowerleft | rich.mitrenga@autodesk.com | 2012-11-14T15:57:40 | box-lowerleft | Space | 2C18 | -43.476 | 38.5184 | 4.57 | Autodesk Revit Architecture 2013 - 20121003_2115(x64) | Autodesk.Revit.DB.Architecture.Room:OST_Rooms:Geometry | n/a | 0 | 0 | 0
2C18-box-upperright | rich.mitrenga@autodesk.com | 2012-11-14T15:57:40 | box-upperright | Space | 2C18 | -40.6 | 41.6744 | 7.37 | Autodesk Revit Architecture 2013 - 20121003_2115(x64) | Autodesk.Revit.DB.Architecture.Room:OST_Rooms:Geometry | n/a | 0 | 0 | 0
2C19-box-lowerleft | rich.mitrenga@autodesk.com | 2012-11-14T15:57:40 | box-lowerleft | Space | 2C19 | -40.476 | 38.5184 | 4.57 | Autodesk Revit Architecture 2013 - 20121003_2115(x64) | Autodesk.Revit.DB.Architecture.Room:OST_Rooms:Geometry | n/a | 0 | 0 | 0
2C19-box-upperright | rich.mitrenga@autodesk.com | 2012-11-14T15:57:40 | box-upperright | Space | 2C19 | -33.444 | 41.3344 | 7.37 | Autodesk Revit Architecture 2013 - 20121003_2115(x64) | Autodesk.Revit.DB.Architecture.Room:OST_Rooms:Geometry | n/a | 0 | 0 | 0
2C22-box-lowerleft | rich.mitrenga@autodesk.com | 2012-11-14T15:57:40 | box-lowerleft | Space | 2C22 | -31.486 | 34.8338 | 4.57 | Autodesk Revit Architecture 2013 - 20121003_2115(x64) | Autodesk.Revit.DB.Architecture.Room:OST_Rooms:Geometry | n/a | 0 | 0 | 0
2C22-box-upperright | rich.mitrenga@autodesk.com | 2012-11-14T15:57:40 | box-upperright | Space | 2C22 | -27.15 | 37.2204 | 7.37 | Autodesk Revit Architecture 2013 - 20121003_2115(x64) | Autodesk.Revit.DB.Architecture.Room:OST_Rooms:Geometry | n/a | 0 | 0 | 0
2C23-box-lowerleft | rich.mitrenga@autodesk.com | 2012-11-14T15:57:40 | box-lowerleft | Space | 2C23 | -23.29 | 35.209 | 4.57 | Autodesk Revit Architecture 2013 - 20121003_2115(x64) | Autodesk.Revit.DB.Architecture.Room:OST_Rooms:Geometry | n/a | 0 | 0 | 0
2C23-box-upperright | rich.mitrenga@autodesk.com | 2012-11-14T15:57:40 | box-upperright | Space | 2C23 | -20.29 | 38.5144 | 7.37 | Autodesk Revit Architecture 2013 - 20121003_2115(x64) | Autodesk.Revit.DB.Architecture.Room:OST_Rooms:Geometry | n/a | 0 | 0 | 0
2C24-box-lowerleft | rich.mitrenga@autodesk.com | 2012-11-14T15:57:40 | box-lowerleft | Space | 2C24 | -23.29 | 38.6384 | 4.57 | Autodesk Revit Architecture 2013 - 20121003_2115(x64) | Autodesk.Revit.DB.Architecture.Room:OST_Rooms:Geometry | n/a | 0 | 0 | 0
2C24-box-upperright | rich.mitrenga@autodesk.com | 2012-11-14T15:57:40 | box-upperright | Space | 2C24 | -20.29 | 41.4704 | 7.37 | Autodesk Revit Architecture 2013 - 20121003_2115(x64) | Autodesk.Revit.DB.Architecture.Room:OST_Rooms:Geometry | n/a | 0 | 0 | 0
2CC1-box-lowerleft | rich.mitrenga@autodesk.com | 2012-11-14T15:57:40 | box-lowerleft | Space | 2CC1 | -33.32 | 34.8584 | 4.57 | Autodesk Revit Architecture 2013 - 20121003_2115(x64) | Autodesk.Revit.DB.Architecture.Room:OST_Rooms:Geometry | n/a | 0 | 0 | 0
2CC1-box-upperright | rich.mitrenga@autodesk.com | 2012-11-14T15:57:40 | box-upperright | Space | 2CC1 | -31.61 | 45.0444 | 7.37 | Autodesk Revit Architecture 2013 - 20121003_2115(x64) | Autodesk.Revit.DB.Architecture.Room:OST_Rooms:Geometry | n/a | 0 | 0 | 0
2CC3-box-lowerleft | rich.mitrenga@autodesk.com | 2012-11-14T15:57:40 | box-lowerleft | Space | 2CC3 | -36.59 | 45.0444 | 4.57 | Autodesk Revit Architecture 2013 - 20121003_2115(x64) | Autodesk.Revit.DB.Architecture.Room:OST_Rooms:Geometry | n/a | 0 | 0 | 0
2CC3-box-upperright | rich.mitrenga@autodesk.com | 2012-11-14T15:57:40 | box-upperright | Space | 2CC3 | -27.184 | 46.7544 | 7.37 | Autodesk Revit Architecture 2013 - 20121003_2115(x64) | Autodesk.Revit.DB.Architecture.Room:OST_Rooms:Geometry | n/a | 0 | 0 | 0
2CC4-box-lowerleft | rich.mitrenga@autodesk.com | 2012-11-14T15:57:40 | box-lowerleft | Space | 2CC4 | -38.96 | 45.0444 | 4.57 | Autodesk Revit Architecture 2013 - 20121003_2115(x64) | Autodesk.Revit.DB.Architecture.Room:OST_Rooms:Geometry | n/a | 0 | 0 | 0
2CC4-box-upperright | rich.mitrenga@autodesk.com | 2012-11-14T15:57:40 | box-upperright | Space | 2CC4 | -36.59 | 49.8944 | 7.37 | Autodesk Revit Architecture 2013 - 20121003_2115(x64) | Autodesk.Revit.DB.Architecture.Room:OST_Rooms:Geometry | n/a | 0 | 0 | 0
2CC2-box-lowerleft | rich.mitrenga@autodesk.com | 2012-11-14T15:57:40 | box-lowerleft | Space | 2CC2 | -27.06 | 45.0444 | 4.57 | Autodesk Revit Architecture 2013 - 20121003_2115(x64) | Autodesk.Revit.DB.Architecture.Room:OST_Rooms:Geometry | n/a | 0 | 0 | 0
2CC2-box-upperright | rich.mitrenga@autodesk.com | 2012-11-14T15:57:40 | box-upperright | Space | 2CC2 | -19.83 | 46.8164 | 7.37 | Autodesk Revit Architecture 2013 - 20121003_2115(x64) | Autodesk.Revit.DB.Architecture.Room:OST_Rooms:Geometry | n/a | 0 | 0 | 0
2D01-box-lowerleft | rich.mitrenga@autodesk.com | 2012-11-14T15:57:40 | box-lowerleft | Space | 2D01 | -24.071 | 21.2784 | 4.57 | Autodesk Revit Architecture 2013 - 20121003_2115(x64) | Autodesk.Revit.DB.Architecture.Room:OST_Rooms:Geometry | n/a | 0 | 0 | 0
2D01-box-upperright | rich.mitrenga@autodesk.com | 2012-11-14T15:57:40 | box-upperright | Space | 2D01 | -20.29 | 23.4604 | 7.37 | Autodesk Revit Architecture 2013 - 20121003_2115(x64) | Autodesk.Revit.DB.Architecture.Room:OST_Rooms:Geometry | n/a | 0 | 0 | 0
2D02-box-lowerleft | rich.mitrenga@autodesk.com | 2012-11-14T15:57:40 | box-lowerleft | Space | 2D02 | -24.071 | 23.5844 | 4.57 | Autodesk Revit Architecture 2013 - 20121003_2115(x64) | Autodesk.Revit.DB.Architecture.Room:OST_Rooms:Geometry | n/a | 0 | 0 | 0
2D02-box-upperright | rich.mitrenga@autodesk.com | 2012-11-14T15:57:40 | box-upperright | Space | 2D02 | -20.29 | 26.0244 | 7.37 | Autodesk Revit Architecture 2013 - 20121003_2115(x64) | Autodesk.Revit.DB.Architecture.Room:OST_Rooms:Geometry | n/a | 0 | 0 | 0
2D03-box-lowerleft | rich.mitrenga@autodesk.com | 2012-11-14T15:57:40 | box-lowerleft | Space | 2D03 | -24.071 | 26.1484 | 4.57 | Autodesk Revit Architecture 2013 - 20121003_2115(x64) | Autodesk.Revit.DB.Architecture.Room:OST_Rooms:Geometry | n/a | 0 | 0 | 0
2D03-box-upperright | rich.mitrenga@autodesk.com | 2012-11-14T15:57:40 | box-upperright | Space | 2D03 | -20.29 | 28.5662 | 7.37 | Autodesk Revit Architecture 2013 - 20121003_2115(x64) | Autodesk.Revit.DB.Architecture.Room:OST_Rooms:Geometry | n/a | 0 | 0 | 0
2D04-box-lowerleft | rich.mitrenga@autodesk.com | 2012-11-14T15:57:40 | box-lowerleft | Space | 2D04 | -26.941 | 21.2784 | 4.57 | Autodesk Revit Architecture 2013 - 20121003_2115(x64) | Autodesk.Revit.DB.Architecture.Room:OST_Rooms:Geometry | n/a | 0 | 0 | 0
2D04-box-upperright | rich.mitrenga@autodesk.com | 2012-11-14T15:57:40 | box-upperright | Space | 2D04 | -24.195 | 28.5662 | 7.37 | Autodesk Revit Architecture 2013 - 20121003_2115(x64) | Autodesk.Revit.DB.Architecture.Room:OST_Rooms:Geometry | n/a | 0 | 0 | 0
2D05-box-lowerleft | rich.mitrenga@autodesk.com | 2012-11-14T15:57:40 | box-lowerleft | Space | 2D05 | -47.113 | 21.6444 | 4.57 | Autodesk Revit Architecture 2013 - 20121003_2115(x64) | Autodesk.Revit.DB.Architecture.Room:OST_Rooms:Geometry | n/a | 0 | 0 | 0
2D05-box-upperright | rich.mitrenga@autodesk.com | 2012-11-14T15:57:40 | box-upperright | Space | 2D05 | -33.55 | 38.3944 | 7.37 | Autodesk Revit Architecture 2013 - 20121003_2115(x64) | Autodesk.Revit.DB.Architecture.Room:OST_Rooms:Geometry | n/a | 0 | 0 | 0
2D06-box-lowerleft | rich.mitrenga@autodesk.com | 2012-11-14T15:57:40 | box-lowerleft | Space | 2D06 | -37.14 | 18.3484 | 4.57 | Autodesk Revit Architecture 2013 - 20121003_2115(x64) | Autodesk.Revit.DB.Architecture.Room:OST_Rooms:Geometry | n/a | 0 | 0 | 0
2D06-box-upperright | rich.mitrenga@autodesk.com | 2012-11-14T15:57:40 | box-upperright | Space | 2D06 | -33.444 | 21.4144 | 7.37 | Autodesk Revit Architecture 2013 - 20121003_2115(x64) | Autodesk.Revit.DB.Architecture.Room:OST_Rooms:Geometry | n/a | 0 | 0 | 0
2D07-box-lowerleft | rich.mitrenga@autodesk.com | 2012-11-14T15:57:40 | box-lowerleft | Space | 2D07 | -40.035 | 18.3484 | 4.57 | Autodesk Revit Architecture 2013 - 20121003_2115(x64) | Autodesk.Revit.DB.Architecture.Room:OST_Rooms:Geometry | n/a | 0 | 0 | 0
2D07-box-upperright | rich.mitrenga@autodesk.com | 2012-11-14T15:57:40 | box-upperright | Space | 2D07 | -37.264 | 21.4144 | 7.37 | Autodesk Revit Architecture 2013 - 20121003_2115(x64) | Autodesk.Revit.DB.Architecture.Room:OST_Rooms:Geometry | n/a | 0 | 0 | 0
2D08-box-lowerleft | rich.mitrenga@autodesk.com | 2012-11-14T15:57:40 | box-lowerleft | Space | 2D08 | -42.986 | 18.3484 | 4.57 | Autodesk Revit Architecture 2013 - 20121003_2115(x64) | Autodesk.Revit.DB.Architecture.Room:OST_Rooms:Geometry | n/a | 0 | 0 | 0
2D08-box-upperright | rich.mitrenga@autodesk.com | 2012-11-14T15:57:40 | box-upperright | Space | 2D08 | -40.159 | 21.4144 | 7.37 | Autodesk Revit Architecture 2013 - 20121003_2115(x64) | Autodesk.Revit.DB.Architecture.Room:OST_Rooms:Geometry | n/a | 0 | 0 | 0
2D09-box-lowerleft | rich.mitrenga@autodesk.com | 2012-11-14T15:57:40 | box-lowerleft | Space | 2D09 | -47.113 | 18.0144 | 4.57 | Autodesk Revit Architecture 2013 - 20121003_2115(x64) | Autodesk.Revit.DB.Architecture.Room:OST_Rooms:Geometry | n/a | 0 | 0 | 0
2D09-box-upperright | rich.mitrenga@autodesk.com | 2012-11-14T15:57:40 | box-upperright | Space | 2D09 | -43.11 | 21.4144 | 7.37 | Autodesk Revit Architecture 2013 - 20121003_2115(x64) | Autodesk.Revit.DB.Architecture.Room:OST_Rooms:Geometry | n/a | 0 | 0 | 0
2D10-box-lowerleft | rich.mitrenga@autodesk.com | 2012-11-14T15:57:40 | box-lowerleft | Space | 2D10 | -47.113 | 13.7044 | 4.57 | Autodesk Revit Architecture 2013 - 20121003_2115(x64) | Autodesk.Revit.DB.Architecture.Room:OST_Rooms:Geometry | n/a | 0 | 0 | 0
2D10-box-upperright | rich.mitrenga@autodesk.com | 2012-11-14T15:57:40 | box-upperright | Space | 2D10 | -43.11 | 17.8904 | 7.37 | Autodesk Revit Architecture 2013 - 20121003_2115(x64) | Autodesk.Revit.DB.Architecture.Room:OST_Rooms:Geometry | n/a | 0 | 0 | 0
2D11-box-lowerleft | rich.mitrenga@autodesk.com | 2012-11-14T15:57:40 | box-lowerleft | Space | 2D11 | -47.113 | 9.927 | 4.57 | Autodesk Revit Architecture 2013 - 20121003_2115(x64) | Autodesk.Revit.DB.Architecture.Room:OST_Rooms:Geometry | n/a | 0 | 0 | 0
2D11-box-upperright | rich.mitrenga@autodesk.com | 2012-11-14T15:57:40 | box-upperright | Space | 2D11 | -43.11 | 13.5804 | 7.37 | Autodesk Revit Architecture 2013 - 20121003_2115(x64) | Autodesk.Revit.DB.Architecture.Room:OST_Rooms:Geometry | n/a | 0 | 0 | 0
2D12-box-lowerleft | rich.mitrenga@autodesk.com | 2012-11-14T15:57:40 | box-lowerleft | Space | 2D12 | -43.11 | 9.927 | 4.57 | Autodesk Revit Architecture 2013 - 20121003_2115(x64) | Autodesk.Revit.DB.Architecture.Room:OST_Rooms:Geometry | n/a | 0 | 0 | 0
2D12-box-upperright | rich.mitrenga@autodesk.com | 2012-11-14T15:57:40 | box-upperright | Space | 2D12 | -41.09 | 11.0944 | 7.37 | Autodesk Revit Architecture 2013 - 20121003_2115(x64) | Autodesk.Revit.DB.Architecture.Room:OST_Rooms:Geometry | n/a | 0 | 0 | 0
2D13-box-lowerleft | rich.mitrenga@autodesk.com | 2012-11-14T15:57:40 | box-lowerleft | Space | 2D13 | -42.986 | 11.2184 | 4.57 | Autodesk Revit Architecture 2013 - 20121003_2115(x64) | Autodesk.Revit.DB.Architecture.Room:OST_Rooms:Geometry | n/a | 0 | 0 | 0
2D13-box-upperright | rich.mitrenga@autodesk.com | 2012-11-14T15:57:40 | box-upperright | Space | 2D13 | -41.09 | 13.5804 | 7.37 | Autodesk Revit Architecture 2013 - 20121003_2115(x64) | Autodesk.Revit.DB.Architecture.Room:OST_Rooms:Geometry | n/a | 0 | 0 | 0
2D14-box-lowerleft | rich.mitrenga@autodesk.com | 2012-11-14T15:57:40 | box-lowerleft | Space | 2D14 | -38.22 | 9.927 | 4.57 | Autodesk Revit Architecture 2013 - 20121003_2115(x64) | Autodesk.Revit.DB.Architecture.Room:OST_Rooms:Geometry | n/a | 0 | 0 | 0
2D14-box-upperright | rich.mitrenga@autodesk.com | 2012-11-14T15:57:40 | box-upperright | Space | 2D14 | -34.454 | 13.5804 | 7.37 | Autodesk Revit Architecture 2013 - 20121003_2115(x64) | Autodesk.Revit.DB.Architecture.Room:OST_Rooms:Geometry | n/a | 0 | 0 | 0
2D15-box-lowerleft | rich.mitrenga@autodesk.com | 2012-11-14T15:57:40 | box-lowerleft | Space | 2D15 | -34.33 | 9.927 | 4.57 | Autodesk Revit Architecture 2013 - 20121003_2115(x64) | Autodesk.Revit.DB.Architecture.Room:OST_Rooms:Geometry | n/a | 0 | 0 | 0
2D15-box-upperright | rich.mitrenga@autodesk.com | 2012-11-14T15:57:40 | box-upperright | Space | 2D15 | -31.509 | 13.5804 | 7.37 | Autodesk Revit Architecture 2013 - 20121003_2115(x64) | Autodesk.Revit.DB.Architecture.Room:OST_Rooms:Geometry | n/a | 0 | 0 | 0
2D16-box-lowerleft | rich.mitrenga@autodesk.com | 2012-11-14T15:57:40 | box-lowerleft | Space | 2D16 | -40.966 | 9.927 | 4.57 | Autodesk Revit Architecture 2013 - 20121003_2115(x64) | Autodesk.Revit.DB.Architecture.Room:OST_Rooms:Geometry | n/a | 0 | 0 | 0
2D16-box-upperright | rich.mitrenga@autodesk.com | 2012-11-14T15:57:40 | box-upperright | Space | 2D16 | -38.344 | 13.5804 | 7.37 | Autodesk Revit Architecture 2013 - 20121003_2115(x64) | Autodesk.Revit.DB.Architecture.Room:OST_Rooms:Geometry | n/a | 0 | 0 | 0
2D17-box-lowerleft | rich.mitrenga@autodesk.com | 2012-11-14T15:57:40 | box-lowerleft | Space | 2D17 | -31.385 | 9.927 | 4.57 | Autodesk Revit Architecture 2013 - 20121003_2115(x64) | Autodesk.Revit.DB.Architecture.Room:OST_Rooms:Geometry | n/a | 0 | 0 | 0
2D17-box-upperright | rich.mitrenga@autodesk.com | 2012-11-14T15:57:40 | box-upperright | Space | 2D17 | -28.979 | 13.5804 | 7.37 | Autodesk Revit Architecture 2013 - 20121003_2115(x64) | Autodesk.Revit.DB.Architecture.Room:OST_Rooms:Geometry | n/a | 0 | 0 | 0
2D18-box-lowerleft | rich.mitrenga@autodesk.com | 2012-11-14T15:57:40 | box-lowerleft | Space | 2D18 | -42.986 | 13.7044 | 4.57 | Autodesk Revit Architecture 2013 - 20121003_2115(x64) | Autodesk.Revit.DB.Architecture.Room:OST_Rooms:Geometry | n/a | 0 | 0 | 0
2D18-box-upperright | rich.mitrenga@autodesk.com | 2012-11-14T15:57:40 | box-upperright | Space | 2D18 | -26.064 | 19.3204 | 7.37 | Autodesk Revit Architecture 2013 - 20121003_2115(x64) | Autodesk.Revit.DB.Architecture.Room:OST_Rooms:Geometry | n/a | 0 | 0 | 0
2D19-box-lowerleft | rich.mitrenga@autodesk.com | 2012-11-14T15:57:40 | box-lowerleft | Space | 2D19 | -28.855 | 9.927 | 4.57 | Autodesk Revit Architecture 2013 - 20121003_2115(x64) | Autodesk.Revit.DB.Architecture.Room:OST_Rooms:Geometry | n/a | 0 | 0 | 0
2D19-box-upperright | rich.mitrenga@autodesk.com | 2012-11-14T15:57:40 | box-upperright | Space | 2D19 | -26.064 | 13.5804 | 7.37 | Autodesk Revit Architecture 2013 - 20121003_2115(x64) | Autodesk.Revit.DB.Architecture.Room:OST_Rooms:Geometry | n/a | 0 | 0 | 0
2D20-box-lowerleft | rich.mitrenga@autodesk.com | 2012-11-14T15:57:40 | box-lowerleft | Space | 2D20 | -25.94 | 9.927 | 4.57 | Autodesk Revit Architecture 2013 - 20121003_2115(x64) | Autodesk.Revit.DB.Architecture.Room:OST_Rooms:Geometry | n/a | 0 | 0 | 0
2D20-box-upperright | rich.mitrenga@autodesk.com | 2012-11-14T15:57:40 | box-upperright | Space | 2D20 | -19.954 | 14.8522 | 7.37 | Autodesk Revit Architecture 2013 - 20121003_2115(x64) | Autodesk.Revit.DB.Architecture.Room:OST_Rooms:Geometry | n/a | 0 | 0 | 0
2D04A-box-lowerleft | rich.mitrenga@autodesk.com | 2012-11-14T15:57:40 | box-lowerleft | Space | 2D04A | -31.486 | 21.2784 | 4.57 | Autodesk Revit Architecture 2013 - 20121003_2115(x64) | Autodesk.Revit.DB.Architecture.Room:OST_Rooms:Geometry | n/a | 0 | 0 | 0
2D04A-box-upperright | rich.mitrenga@autodesk.com | 2012-11-14T15:57:40 | box-upperright | Space | 2D04A | -27.065 | 28.5662 | 7.37 | Autodesk Revit Architecture 2013 - 20121003_2115(x64) | Autodesk.Revit.DB.Architecture.Room:OST_Rooms:Geometry | n/a | 0 | 0 | 0
2DC1-box-lowerleft | rich.mitrenga@autodesk.com | 2012-11-14T15:57:40 | box-lowerleft | Space | 2DC1 | -31.61 | 19.4444 | 4.57 | Autodesk Revit Architecture 2013 - 20121003_2115(x64) | Autodesk.Revit.DB.Architecture.Room:OST_Rooms:Geometry | n/a | 0 | 0 | 0
2DC1-box-upperright | rich.mitrenga@autodesk.com | 2012-11-14T15:57:40 | box-upperright | Space | 2DC1 | -19.83 | 21.1544 | 7.37 | Autodesk Revit Architecture 2013 - 20121003_2115(x64) | Autodesk.Revit.DB.Architecture.Room:OST_Rooms:Geometry | n/a | 0 | 0 | 0
2DC2-box-lowerleft | rich.mitrenga@autodesk.com | 2012-11-14T15:57:40 | box-lowerleft | Space | 2DC2 | -33.426 | 18.3484 | 4.57 | Autodesk Revit Architecture 2013 - 20121003_2115(x64) | Autodesk.Revit.DB.Architecture.Room:OST_Rooms:Geometry | n/a | 0 | 0 | 0
2DC2-box-upperright | rich.mitrenga@autodesk.com | 2012-11-14T15:57:40 | box-upperright | Space | 2DC2 | -31.551 | 34.7344 | 7.37 | Autodesk Revit Architecture 2013 - 20121003_2115(x64) | Autodesk.Revit.DB.Architecture.Room:OST_Rooms:Geometry | n/a | 0 | 0 | 0
2BC1-box-lowerleft | rich.mitrenga@autodesk.com | 2012-11-14T15:57:40 | box-lowerleft | Space | 2BC1 | -19.83 | 22.9744 | 4.57 | Autodesk Revit Architecture 2013 - 20121003_2115(x64) | Autodesk.Revit.DB.Architecture.Room:OST_Rooms:Geometry | n/a | 0 | 0 | 0
2BC1-box-upperright | rich.mitrenga@autodesk.com | 2012-11-14T15:57:40 | box-upperright | Space | 2BC1 | -16.83 | 27.6944 | 7.37 | Autodesk Revit Architecture 2013 - 20121003_2115(x64) | Autodesk.Revit.DB.Architecture.Room:OST_Rooms:Geometry | n/a | 0 | 0 | 0
2BC2-box-lowerleft | rich.mitrenga@autodesk.com | 2012-11-14T15:57:40 | box-lowerleft | Space | 2BC2 | -19.83 | 9.927 | 4.57 | Autodesk Revit Architecture 2013 - 20121003_2115(x64) | Autodesk.Revit.DB.Architecture.Room:OST_Rooms:Geometry | n/a | 0 | 0 | 0
2BC2-box-upperright | rich.mitrenga@autodesk.com | 2012-11-14T15:57:40 | box-upperright | Space | 2BC2 | -16.83 | 22.8504 | 7.37 | Autodesk Revit Architecture 2013 - 20121003_2115(x64) | Autodesk.Revit.DB.Architecture.Room:OST_Rooms:Geometry | n/a | 0 | 0 | 0
2BC3-box-lowerleft | rich.mitrenga@autodesk.com | 2012-11-14T15:57:40 | box-lowerleft | Space | 2BC3 | -16.706 | 12.78 | 4.57 | Autodesk Revit Architecture 2013 - 20121003_2115(x64) | Autodesk.Revit.DB.Architecture.Room:OST_Rooms:Geometry | n/a | 0 | 0 | 0
2BC3-box-upperright | rich.mitrenga@autodesk.com | 2012-11-14T15:57:40 | box-upperright | Space | 2BC3 | -2.464 | 14.7494 | 7.37 | Autodesk Revit Architecture 2013 - 20121003_2115(x64) | Autodesk.Revit.DB.Architecture.Room:OST_Rooms:Geometry | n/a | 0 | 0 | 0
2BC4-box-lowerleft | rich.mitrenga@autodesk.com | 2012-11-14T15:57:40 | box-lowerleft | Space | 2BC4 | -5.2 | 14.5244 | 4.57 | Autodesk Revit Architecture 2013 - 20121003_2115(x64) | Autodesk.Revit.DB.Architecture.Room:OST_Rooms:Geometry | n/a | 0 | 0 | 0
2BC4-box-upperright | rich.mitrenga@autodesk.com | 2012-11-14T15:57:40 | box-upperright | Space | 2BC4 | -3.49 | 21.277 | 7.37 | Autodesk Revit Architecture 2013 - 20121003_2115(x64) | Autodesk.Revit.DB.Architecture.Room:OST_Rooms:Geometry | n/a | 0 | 0 | 0
2BC5-box-lowerleft | rich.mitrenga@autodesk.com | 2012-11-14T15:57:40 | box-lowerleft | Space | 2BC5 | -12.886 | 21.401 | 4.57 | Autodesk Revit Architecture 2013 - 20121003_2115(x64) | Autodesk.Revit.DB.Architecture.Room:OST_Rooms:Geometry | n/a | 0 | 0 | 0
2BC5-box-upperright | rich.mitrenga@autodesk.com | 2012-11-14T15:57:40 | box-upperright | Space | 2BC5 | -1.81 | 24.6844 | 7.37 | Autodesk Revit Architecture 2013 - 20121003_2115(x64) | Autodesk.Revit.DB.Architecture.Room:OST_Rooms:Geometry | n/a | 0 | 0 | 0
2BC6-box-lowerleft | rich.mitrenga@autodesk.com | 2012-11-14T15:57:40 | box-lowerleft | Space | 2BC6 | -16.706 | 22.9744 | 4.57 | Autodesk Revit Architecture 2013 - 20121003_2115(x64) | Autodesk.Revit.DB.Architecture.Room:OST_Rooms:Geometry | n/a | 0 | 0 | 0
2BC6-box-upperright | rich.mitrenga@autodesk.com | 2012-11-14T15:57:40 | box-upperright | Space | 2BC6 | -13.01 | 25.6834 | 7.37 | Autodesk Revit Architecture 2013 - 20121003_2115(x64) | Autodesk.Revit.DB.Architecture.Room:OST_Rooms:Geometry | n/a | 0 | 0 | 0
2B01-box-lowerleft | rich.mitrenga@autodesk.com | 2012-11-14T15:57:40 | box-lowerleft | Space | 2B01 | -3.366 | 20.6284 | 4.57 | Autodesk Revit Architecture 2013 - 20121003_2115(x64) | Autodesk.Revit.DB.Architecture.Room:OST_Rooms:Geometry | n/a | 0 | 0 | 0
2B01-box-upperright | rich.mitrenga@autodesk.com | 2012-11-14T15:57:40 | box-upperright | Space | 2B01 | 0.113 | 23.2604 | 7.37 | Autodesk Revit Architecture 2013 - 20121003_2115(x64) | Autodesk.Revit.DB.Architecture.Room:OST_Rooms:Geometry | n/a | 0 | 0 | 0
2B02-box-lowerleft | rich.mitrenga@autodesk.com | 2012-11-14T15:57:40 | box-lowerleft | Space | 2B02 | -1.686 | 23.3844 | 4.57 | Autodesk Revit Architecture 2013 - 20121003_2115(x64) | Autodesk.Revit.DB.Architecture.Room:OST_Rooms:Geometry | n/a | 0 | 0 | 0
2B02-box-upperright | rich.mitrenga@autodesk.com | 2012-11-14T15:57:40 | box-upperright | Space | 2B02 | -0.23 | 24.6844 | 7.37 | Autodesk Revit Architecture 2013 - 20121003_2115(x64) | Autodesk.Revit.DB.Architecture.Room:OST_Rooms:Geometry | n/a | 0 | 0 | 0
2B03-box-lowerleft | rich.mitrenga@autodesk.com | 2012-11-14T15:57:40 | box-lowerleft | Space | 2B03 | -8.8577 | 24.8084 | 4.57 | Autodesk Revit Architecture 2013 - 20121003_2115(x64) | Autodesk.Revit.DB.Architecture.Room:OST_Rooms:Geometry | n/a | 0 | 0 | 0
2B03-box-upperright | rich.mitrenga@autodesk.com | 2012-11-14T15:57:40 | box-upperright | Space | 2B03 | 0.113 | 29.646 | 6.656 | Autodesk Revit Architecture 2013 - 20121003_2115(x64) | Autodesk.Revit.DB.Architecture.Room:OST_Rooms:Geometry | n/a | 0 | 0 | 0
2B04-box-lowerleft | rich.mitrenga@autodesk.com | 2012-11-14T15:57:40 | box-lowerleft | Space | 2B04 | -6.63 | 24.8084 | 4.57 | Autodesk Revit Architecture 2013 - 20121003_2115(x64) | Autodesk.Revit.DB.Architecture.Room:OST_Rooms:Geometry | n/a | 0 | 0 | 0
2B04-box-upperright | rich.mitrenga@autodesk.com | 2012-11-14T15:57:40 | box-upperright | Space | 2B04 | -3.914 | 28.1844 | 7.37 | Autodesk Revit Architecture 2013 - 20121003_2115(x64) | Autodesk.Revit.DB.Architecture.Room:OST_Rooms:Geometry | n/a | 0 | 0 | 0
2B05-box-lowerleft | rich.mitrenga@autodesk.com | 2012-11-14T15:57:40 | box-lowerleft | Space | 2B05 | -6.87 | 20.1784 | 4.57 | Autodesk Revit Architecture 2013 - 20121003_2115(x64) | Autodesk.Revit.DB.Architecture.Room:OST_Rooms:Geometry | n/a | 0 | 0 | 0
2B05-box-upperright | rich.mitrenga@autodesk.com | 2012-11-14T15:57:40 | box-upperright | Space | 2B05 | -5.324 | 22.8504 | 7.37 | Autodesk Revit Architecture 2013 - 20121003_2115(x64) | Autodesk.Revit.DB.Architecture.Room:OST_Rooms:Geometry | n/a | 0 | 0 | 0
2B06-box-lowerleft | rich.mitrenga@autodesk.com | 2012-11-14T15:57:40 | box-lowerleft | Space | 2B06 | -9.126 | 20.1784 | 4.57 | Autodesk Revit Architecture 2013 - 20121003_2115(x64) | Autodesk.Revit.DB.Architecture.Room:OST_Rooms:Geometry | n/a | 0 | 0 | 0
2B06-box-upperright | rich.mitrenga@autodesk.com | 2012-11-14T15:57:40 | box-upperright | Space | 2B06 | -7.25 | 22.8504 | 7.37 | Autodesk Revit Architecture 2013 - 20121003_2115(x64) | Autodesk.Revit.DB.Architecture.Room:OST_Rooms:Geometry | n/a | 0 | 0 | 0
2B07-box-lowerleft | rich.mitrenga@autodesk.com | 2012-11-14T15:57:40 | box-lowerleft | Space | 2B07 | -9.49 | 24.8084 | 4.57 | Autodesk Revit Architecture 2013 - 20121003_2115(x64) | Autodesk.Revit.DB.Architecture.Room:OST_Rooms:Geometry | n/a | 0 | 0 | 0
2B07-box-upperright | rich.mitrenga@autodesk.com | 2012-11-14T15:57:40 | box-upperright | Space | 2B07 | -6.754 | 28.1844 | 7.37 | Autodesk Revit Architecture 2013 - 20121003_2115(x64) | Autodesk.Revit.DB.Architecture.Room:OST_Rooms:Geometry | n/a | 0 | 0 | 0
2B08-box-lowerleft | rich.mitrenga@autodesk.com | 2012-11-14T15:57:40 | box-lowerleft | Space | 2B08 | -11.776 | 18.2044 | 4.57 | Autodesk Revit Architecture 2013 - 20121003_2115(x64) | Autodesk.Revit.DB.Architecture.Room:OST_Rooms:Geometry | n/a | 0 | 0 | 0
2B08-box-upperright | rich.mitrenga@autodesk.com | 2012-11-14T15:57:40 | box-upperright | Space | 2B08 | -9.25 | 22.8504 | 7.37 | Autodesk Revit Architecture 2013 - 20121003_2115(x64) | Autodesk.Revit.DB.Architecture.Room:OST_Rooms:Geometry | n/a | 0 | 0 | 0
2B09-box-lowerleft | rich.mitrenga@autodesk.com | 2012-11-14T15:57:40 | box-lowerleft | Space | 2B09 | -12.33 | 24.8084 | 4.57 | Autodesk Revit Architecture 2013 - 20121003_2115(x64) | Autodesk.Revit.DB.Architecture.Room:OST_Rooms:Geometry | n/a | 0 | 0 | 0
2B09-box-upperright | rich.mitrenga@autodesk.com | 2012-11-14T15:57:40 | box-upperright | Space | 2B09 | -9.614 | 28.1844 | 7.37 | Autodesk Revit Architecture 2013 - 20121003_2115(x64) | Autodesk.Revit.DB.Architecture.Room:OST_Rooms:Geometry | n/a | 0 | 0 | 0
2B10-box-lowerleft | rich.mitrenga@autodesk.com | 2012-11-14T15:57:40 | box-lowerleft | Space | 2B10 | -15.336 | 18.2044 | 4.57 | Autodesk Revit Architecture 2013 - 20121003_2115(x64) | Autodesk.Revit.DB.Architecture.Room:OST_Rooms:Geometry | n/a | 0 | 0 | 0
2B10-box-upperright | rich.mitrenga@autodesk.com | 2012-11-14T15:57:40 | box-upperright | Space | 2B10 | -11.9 | 22.8504 | 7.37 | Autodesk Revit Architecture 2013 - 20121003_2115(x64) | Autodesk.Revit.DB.Architecture.Room:OST_Rooms:Geometry | n/a | 0 | 0 | 0
2B11-box-lowerleft | rich.mitrenga@autodesk.com | 2012-11-14T15:57:40 | box-lowerleft | Space | 2B11 | -15.346 | 24.8084 | 4.57 | Autodesk Revit Architecture 2013 - 20121003_2115(x64) | Autodesk.Revit.DB.Architecture.Room:OST_Rooms:Geometry | n/a | 0 | 0 | 0
2B11-box-upperright | rich.mitrenga@autodesk.com | 2012-11-14T15:57:40 | box-upperright | Space | 2B11 | -12.454 | 28.1844 | 7.37 | Autodesk Revit Architecture 2013 - 20121003_2115(x64) | Autodesk.Revit.DB.Architecture.Room:OST_Rooms:Geometry | n/a | 0 | 0 | 0
2B12-box-lowerleft | rich.mitrenga@autodesk.com | 2012-11-14T15:57:40 | box-lowerleft | Space | 2B12 | -17.706 | 18.7845 | 4.57 | Autodesk Revit Architecture 2013 - 20121003_2115(x64) | Autodesk.Revit.DB.Architecture.Room:OST_Rooms:Geometry | n/a | 0 | 0 | 0
2B12-box-upperright | rich.mitrenga@autodesk.com | 2012-11-14T15:57:40 | box-upperright | Space | 2B12 | -15.46 | 22.8504 | 7.37 | Autodesk Revit Architecture 2013 - 20121003_2115(x64) | Autodesk.Revit.DB.Architecture.Room:OST_Rooms:Geometry | n/a | 0 | 0 | 0
2B13-box-lowerleft | rich.mitrenga@autodesk.com | 2012-11-14T15:57:40 | box-lowerleft | Space | 2B13 | -17.706 | 14.6484 | 4.57 | Autodesk Revit Architecture 2013 - 20121003_2115(x64) | Autodesk.Revit.DB.Architecture.Room:OST_Rooms:Geometry | n/a | 0 | 0 | 0
2B13-box-upperright | rich.mitrenga@autodesk.com | 2012-11-14T15:57:40 | box-upperright | Space | 2B13 | -15.46 | 18.6605 | 7.37 | Autodesk Revit Architecture 2013 - 20121003_2115(x64) | Autodesk.Revit.DB.Architecture.Room:OST_Rooms:Geometry | n/a | 0 | 0 | 0
2B14-box-lowerleft | rich.mitrenga@autodesk.com | 2012-11-14T15:57:40 | box-lowerleft | Space | 2B14 | -15.336 | 14.6484 | 4.57 | Autodesk Revit Architecture 2013 - 20121003_2115(x64) | Autodesk.Revit.DB.Architecture.Room:OST_Rooms:Geometry | n/a | 0 | 0 | 0
2B14-box-upperright | rich.mitrenga@autodesk.com | 2012-11-14T15:57:40 | box-upperright | Space | 2B14 | -12.914 | 18.7804 | 7.37 | Autodesk Revit Architecture 2013 - 20121003_2115(x64) | Autodesk.Revit.DB.Architecture.Room:OST_Rooms:Geometry | n/a | 0 | 0 | 0
2B15-box-lowerleft | rich.mitrenga@autodesk.com | 2012-11-14T15:57:40 | box-lowerleft | Space | 2B15 | -12.79 | 14.6484 | 4.57 | Autodesk Revit Architecture 2013 - 20121003_2115(x64) | Autodesk.Revit.DB.Architecture.Room:OST_Rooms:Geometry | n/a | 0 | 0 | 0
2B15-box-upperright | rich.mitrenga@autodesk.com | 2012-11-14T15:57:40 | box-upperright | Space | 2B15 | -10.35 | 18.0804 | 7.37 | Autodesk Revit Architecture 2013 - 20121003_2115(x64) | Autodesk.Revit.DB.Architecture.Room:OST_Rooms:Geometry | n/a | 0 | 0 | 0
2B16-box-lowerleft | rich.mitrenga@autodesk.com | 2012-11-14T15:57:40 | box-lowerleft | Space | 2B16 | -11.55 | 9.927 | 4.57 | Autodesk Revit Architecture 2013 - 20121003_2115(x64) | Autodesk.Revit.DB.Architecture.Room:OST_Rooms:Geometry | n/a | 0 | 0 | 0
2B16-box-upperright | rich.mitrenga@autodesk.com | 2012-11-14T15:57:40 | box-upperright | Space | 2B16 | -8.42 | 12.656 | 7.37 | Autodesk Revit Architecture 2013 - 20121003_2115(x64) | Autodesk.Revit.DB.Architecture.Room:OST_Rooms:Geometry | n/a | 0 | 0 | 0
2B17-box-lowerleft | rich.mitrenga@autodesk.com | 2012-11-14T15:57:40 | box-lowerleft | Space | 2B17 | -10.226 | 14.6484 | 4.57 | Autodesk Revit Architecture 2013 - 20121003_2115(x64) | Autodesk.Revit.DB.Architecture.Room:OST_Rooms:Geometry | n/a | 0 | 0 | 0
2B17-box-upperright | rich.mitrenga@autodesk.com | 2012-11-14T15:57:40 | box-upperright | Space | 2B17 | -7.82 | 18.0804 | 7.37 | Autodesk Revit Architecture 2013 - 20121003_2115(x64) | Autodesk.Revit.DB.Architecture.Room:OST_Rooms:Geometry | n/a | 0 | 0 | 0
2B18-box-lowerleft | rich.mitrenga@autodesk.com | 2012-11-14T15:57:40 | box-lowerleft | Space | 2B18 | -8.296 | 9.927 | 4.57 | Autodesk Revit Architecture 2013 - 20121003_2115(x64) | Autodesk.Revit.DB.Architecture.Room:OST_Rooms:Geometry | n/a | 0 | 0 | 0
2B18-box-upperright | rich.mitrenga@autodesk.com | 2012-11-14T15:57:40 | box-upperright | Space | 2B18 | -4.9 | 12.656 | 7.37 | Autodesk Revit Architecture 2013 - 20121003_2115(x64) | Autodesk.Revit.DB.Architecture.Room:OST_Rooms:Geometry | n/a | 0 | 0 | 0
2B19-box-lowerleft | rich.mitrenga@autodesk.com | 2012-11-14T15:57:40 | box-lowerleft | Space | 2B19 | -7.696 | 14.6484 | 4.57 | Autodesk Revit Architecture 2013 - 20121003_2115(x64) | Autodesk.Revit.DB.Architecture.Room:OST_Rooms:Geometry | n/a | 0 | 0 | 0
2B19-box-upperright | rich.mitrenga@autodesk.com | 2012-11-14T15:57:40 | box-upperright | Space | 2B19 | -5.324 | 18.0804 | 7.37 | Autodesk Revit Architecture 2013 - 20121003_2115(x64) | Autodesk.Revit.DB.Architecture.Room:OST_Rooms:Geometry | n/a | 0 | 0 | 0
2B20-box-lowerleft | rich.mitrenga@autodesk.com | 2012-11-14T15:57:40 | box-lowerleft | Space | 2B20 | -4.776 | 10.3044 | 4.57 | Autodesk Revit Architecture 2013 - 20121003_2115(x64) | Autodesk.Revit.DB.Architecture.Room:OST_Rooms:Geometry | n/a | 0 | 0 | 0
2B20-box-upperright | rich.mitrenga@autodesk.com | 2012-11-14T15:57:40 | box-upperright | Space | 2B20 | -3.574 | 12.656 | 7.37 | Autodesk Revit Architecture 2013 - 20121003_2115(x64) | Autodesk.Revit.DB.Architecture.Room:OST_Rooms:Geometry | n/a | 0 | 0 | 0
2B21-box-lowerleft | rich.mitrenga@autodesk.com | 2012-11-14T15:57:40 | box-lowerleft | Space | 2B21 | -3.45 | 10.3044 | 4.57 | Autodesk Revit Architecture 2013 - 20121003_2115(x64) | Autodesk.Revit.DB.Architecture.Room:OST_Rooms:Geometry | n/a | 0 | 0 | 0
2B21-box-upperright | rich.mitrenga@autodesk.com | 2012-11-14T15:57:40 | box-upperright | Space | 2B21 | 0.113 | 12.7944 | 7.37 | Autodesk Revit Architecture 2013 - 20121003_2115(x64) | Autodesk.Revit.DB.Architecture.Room:OST_Rooms:Geometry | n/a | 0 | 0 | 0
2B22-box-lowerleft | rich.mitrenga@autodesk.com | 2012-11-14T15:57:40 | box-lowerleft | Space | 2B22 | -2.34 | 12.78 | 4.57 | Autodesk Revit Architecture 2013 - 20121003_2115(x64) | Autodesk.Revit.DB.Architecture.Room:OST_Rooms:Geometry | n/a | 0 | 0 | 0
2B22-box-upperright | rich.mitrenga@autodesk.com | 2012-11-14T15:57:40 | box-upperright | Space | 2B22 | 0.113 | 14.6144 | 7.37 | Autodesk Revit Architecture 2013 - 20121003_2115(x64) | Autodesk.Revit.DB.Architecture.Room:OST_Rooms:Geometry | n/a | 0 | 0 | 0
2B23-box-lowerleft | rich.mitrenga@autodesk.com | 2012-11-14T15:57:40 | box-lowerleft | Space | 2B23 | -3.366 | 14.9944 | 4.57 | Autodesk Revit Architecture 2013 - 20121003_2115(x64) | Autodesk.Revit.DB.Architecture.Room:OST_Rooms:Geometry | n/a | 0 | 0 | 0
2B23-box-upperright | rich.mitrenga@autodesk.com | 2012-11-14T15:57:40 | box-upperright | Space | 2B23 | 0.113 | 17.8439 | 7.37 | Autodesk Revit Architecture 2013 - 20121003_2115(x64) | Autodesk.Revit.DB.Architecture.Room:OST_Rooms:Geometry | n/a | 0 | 0 | 0
2B24-box-lowerleft | rich.mitrenga@autodesk.com | 2012-11-14T15:57:40 | box-lowerleft | Space | 2B24 | -3.366 | 17.9679 | 4.57 | Autodesk Revit Architecture 2013 - 20121003_2115(x64) | Autodesk.Revit.DB.Architecture.Room:OST_Rooms:Geometry | n/a | 0 | 0 | 0
2B24-box-upperright | rich.mitrenga@autodesk.com | 2012-11-14T15:57:40 | box-upperright | Space | 2B24 | 0.113 | 20.5044 | 7.37 | Autodesk Revit Architecture 2013 - 20121003_2115(x64) | Autodesk.Revit.DB.Architecture.Room:OST_Rooms:Geometry | n/a | 0 | 0 | 0
2B25-box-lowerleft | rich.mitrenga@autodesk.com | 2012-11-14T15:57:40 | box-lowerleft | Space | 2B25 | -9.126 | 18.2044 | 4.57 | Autodesk Revit Architecture 2013 - 20121003_2115(x64) | Autodesk.Revit.DB.Architecture.Room:OST_Rooms:Geometry | n/a | 0 | 0 | 0
2B25-box-upperright | rich.mitrenga@autodesk.com | 2012-11-14T15:57:40 | box-upperright | Space | 2B25 | -5.324 | 20.0544 | 7.37 | Autodesk Revit Architecture 2013 - 20121003_2115(x64) | Autodesk.Revit.DB.Architecture.Room:OST_Rooms:Geometry | n/a | 0 | 0 | 0
2BS2-box-lowerleft | rich.mitrenga@autodesk.com | 2012-11-14T15:57:40 | box-lowerleft | Space | 2BS2 | -17.706 | 10.27 | 4.57 | Autodesk Revit Architecture 2013 - 20121003_2115(x64) | Autodesk.Revit.DB.Architecture.Room:OST_Rooms:Geometry | n/a | 0 | 0 | 0
2BS2-box-upperright | rich.mitrenga@autodesk.com | 2012-11-14T15:57:40 | box-upperright | Space | 2BS2 | -11.674 | 12.656 | 7.37 | Autodesk Revit Architecture 2013 - 20121003_2115(x64) | Autodesk.Revit.DB.Architecture.Room:OST_Rooms:Geometry | n/a | 0 | 0 | 0
2CS3-box-lowerleft | rich.mitrenga@autodesk.com | 2012-11-14T15:57:40 | box-lowerleft | Space | 2CS3 | -38.16 | 50.0184 | 4.57 | Autodesk Revit Architecture 2013 - 20121003_2115(x64) | Autodesk.Revit.DB.Architecture.Room:OST_Rooms:Geometry | n/a | 0 | 0 | 0
2CS3-box-upperright | rich.mitrenga@autodesk.com | 2012-11-14T15:57:40 | box-upperright | Space | 2CS3 | -35.74 | 56.0344 | 7.37 | Autodesk Revit Architecture 2013 - 20121003_2115(x64) | Autodesk.Revit.DB.Architecture.Room:OST_Rooms:Geometry | n/a | 0 | 0 | 0
3D01-box-lowerleft | rich.mitrenga@autodesk.com | 2012-11-14T15:57:40 | box-lowerleft | Space | 3D01 | -40.773 | 26.6725 | 9.25 | Autodesk Revit Architecture 2013 - 20121003_2115(x64) | Autodesk.Revit.DB.Architecture.Room:OST_Rooms:Geometry | n/a | 0 | 0 | 0
3D01-box-upperright | rich.mitrenga@autodesk.com | 2012-11-14T15:57:40 | box-upperright | Space | 3D01 | -33.612 | 36.7175 | 12.65 | Autodesk Revit Architecture 2013 - 20121003_2115(x64) | Autodesk.Revit.DB.Architecture.Room:OST_Rooms:Geometry | n/a | 0 | 0 | 0
3AC1-box-lowerleft | rich.mitrenga@autodesk.com | 2012-11-14T15:57:40 | box-lowerleft | Space | 3AC1 | -33.488 | 27.673 | 9.25 | Autodesk Revit Architecture 2013 - 20121003_2115(x64) | Autodesk.Revit.DB.Architecture.Room:OST_Rooms:Geometry | n/a | 0 | 0 | 0
3AC1-box-upperright | rich.mitrenga@autodesk.com | 2012-11-14T15:57:40 | box-upperright | Space | 3AC1 | -21.6196 | 35.7175 | 12.65 | Autodesk Revit Architecture 2013 - 20121003_2115(x64) | Autodesk.Revit.DB.Architecture.Room:OST_Rooms:Geometry | n/a | 0 | 0 | 0
2CC5-box-lowerleft | rich.mitrenga@autodesk.com | 2012-11-14T15:57:40 | box-lowerleft | Space | 2CC5 | -43.476 | 45.0784 | 4.57 | Autodesk Revit Architecture 2013 - 20121003_2115(x64) | Autodesk.Revit.DB.Architecture.Room:OST_Rooms:Geometry | n/a | 0 | 0 | 0
2CC5-box-upperright | rich.mitrenga@autodesk.com | 2012-11-14T15:57:40 | box-upperright | Space | 2CC5 | -39.084 | 46.8164 | 8.57 | Autodesk Revit Architecture 2013 - 20121003_2115(x64) | Autodesk.Revit.DB.Architecture.Room:OST_Rooms:Geometry | n/a | 0 | 0 | 0
2D21-box-lowerleft | rich.mitrenga@autodesk.com | 2012-11-14T15:57:40 | box-lowerleft | Space | 2D21 | -25.94 | 14.8522 | 4.57 | Autodesk Revit Architecture 2013 - 20121003_2115(x64) | Autodesk.Revit.DB.Architecture.Room:OST_Rooms:Geometry | n/a | 0 | 0 | 0
2D21-box-upperright | rich.mitrenga@autodesk.com | 2012-11-14T15:57:40 | box-upperright | Space | 2D21 | -19.954 | 19.3204 | 8.57 | Autodesk Revit Architecture 2013 - 20121003_2115(x64) | Autodesk.Revit.DB.Architecture.Room:OST_Rooms:Geometry | n/a | 0 | 0 | 0
1F01-box-lowerleft | rich.mitrenga@autodesk.com | 2012-11-14T15:57:40 | box-lowerleft | Space | 1F01 | -38.5017 | -9.5542 | -1 | Autodesk Revit Architecture 2013 - 20121003_2115(x64) | Autodesk.Revit.DB.Architecture.Room:OST_Rooms:Geometry | n/a | 0 | 0 | 0
1F01-box-upperright | rich.mitrenga@autodesk.com | 2012-11-14T15:57:40 | box-upperright | Space | 1F01 | -29.8597 | -0.38 | 4.57 | Autodesk Revit Architecture 2013 - 20121003_2115(x64) | Autodesk.Revit.DB.Architecture.Room:OST_Rooms:Geometry | n/a | 0 | 0 | 0
2R02-box-lowerleft | rich.mitrenga@autodesk.com | 2012-11-14T15:57:40 | box-lowerleft | Space | 2R02 | -52.013 | -0.113 | 4.57 | Autodesk Revit Architecture 2013 - 20121003_2115(x64) | Autodesk.Revit.DB.Architecture.Room:OST_Rooms:Geometry | n/a | 0 | 0 | 0
2R02-box-upperright | rich.mitrenga@autodesk.com | 2012-11-14T15:57:40 | box-upperright | Space | 2R02 | -19.947 | 56.253 | 8.57 | Autodesk Revit Architecture 2013 - 20121003_2115(x64) | Autodesk.Revit.DB.Architecture.Room:OST_Rooms:Geometry | n/a | 0 | 0 | 0
2R01-box-lowerleft | rich.mitrenga@autodesk.com | 2012-11-14T15:57:40 | box-lowerleft | Space | 2R01 | -35.13 | 50.47 | 4.57 | Autodesk Revit Architecture 2013 - 20121003_2115(x64) | Autodesk.Revit.DB.Architecture.Room:OST_Rooms:Geometry | n/a | 0 | 0 | 0
2R01-box-upperright | rich.mitrenga@autodesk.com | 2012-11-14T15:57:40 | box-upperright | Space | 2R01 | -26.327 | 56.253 | 8.57 | Autodesk Revit Architecture 2013 - 20121003_2115(x64) | Autodesk.Revit.DB.Architecture.Room:OST_Rooms:Geometry | n/a | 0 | 0 | 0
3R01-box-lowerleft | rich.mitrenga@autodesk.com | 2012-11-14T15:57:40 | box-lowerleft | Space | 3R01 | -47.113 | 9.927 | 9.25 | Autodesk Revit Architecture 2013 - 20121003_2115(x64) | Autodesk.Revit.DB.Architecture.Room:OST_Rooms:Geometry | n/a | 0 | 0 | 0
3R01-box-upperright | rich.mitrenga@autodesk.com | 2012-11-14T15:57:40 | box-upperright | Space | 3R01 | 0.113 | 56.253 | 13.25 | Autodesk Revit Architecture 2013 - 20121003_2115(x64) | Autodesk.Revit.DB.Architecture.Room:OST_Rooms:Geometry | n/a | 0 | 0 | 0
3R02-box-lowerleft | rich.mitrenga@autodesk.com | 2012-11-14T15:57:40 | box-lowerleft | Space | 3R02 | -15.0965 | 34.897 | 9.25 | Autodesk Revit Architecture 2013 - 20121003_2115(x64) | Autodesk.Revit.DB.Architecture.Room:OST_Rooms:Geometry | n/a | 0 | 0 | 0
3R02-box-upperright | rich.mitrenga@autodesk.com | 2012-11-14T15:57:40 | box-upperright | Space | 3R02 | 0.113 | 35.8974 | 13.25 | Autodesk Revit Architecture 2013 - 20121003_2115(x64) | Autodesk.Revit.DB.Architecture.Room:OST_Rooms:Geometry | n/a | 0 | 0 | 0
3R04-box-lowerleft | rich.mitrenga@autodesk.com | 2012-11-14T15:57:40 | box-lowerleft | Space | 3R04 | -15.0965 | 27.4931 | 8.05 | Autodesk Revit Architecture 2013 - 20121003_2115(x64) | Autodesk.Revit.DB.Architecture.Room:OST_Rooms:Geometry | n/a | 0 | 0 | 0
3R04-box-upperright | rich.mitrenga@autodesk.com | 2012-11-14T15:57:40 | box-upperright | Space | 3R04 | 0.113 | 28.493 | 13.25 | Autodesk Revit Architecture 2013 - 20121003_2115(x64) | Autodesk.Revit.DB.Architecture.Room:OST_Rooms:Geometry | n/a | 0 | 0 | 0
3R03-box-lowerleft | rich.mitrenga@autodesk.com | 2012-11-14T15:57:40 | box-lowerleft | Space | 3R03 | -15.23 | 28.493 | 6.7631 | Autodesk Revit Architecture 2013 - 20121003_2115(x64) | Autodesk.Revit.DB.Architecture.Room:OST_Rooms:Geometry | n/a | 0 | 0 | 0
3R03-box-upperright | rich.mitrenga@autodesk.com | 2012-11-14T15:57:40 | box-upperright | Space | 3R03 | 0.113 | 34.897 | 13.25 | Autodesk Revit Architecture 2013 - 20121003_2115(x64) | Autodesk.Revit.DB.Architecture.Room:OST_Rooms:Geometry | n/a | 0 | 0 | 0
1F02-box-lowerleft | rich.mitrenga@autodesk.com | 2012-11-14T15:57:40 | box-lowerleft | Space | 1F02 | -51.978 | -9.5442 | 0 | Autodesk Revit Architecture 2013 - 20121003_2115(x64) | Autodesk.Revit.DB.Architecture.Room:OST_Rooms:Geometry | n/a | 0 | 0 | 0
1F02-box-upperright | rich.mitrenga@autodesk.com | 2012-11-14T15:57:40 | box-upperright | Space | 1F02 | -35.7997 | 5.653 | 4 | Autodesk Revit Architecture 2013 - 20121003_2115(x64) | Autodesk.Revit.DB.Architecture.Room:OST_Rooms:Geometry | n/a | 0 | 0 | 0
SITE-box-lowerleft | rich.mitrenga@autodesk.com | 2012-12-11T16:43:58 | box-lowerleft | Space | SITE | -72.4099 | -24.633 | 0 | Autodesk Revit 2013 - 20120221_2030(x64) | Autodesk.Revit.DB.Architecture.Room:OST_Rooms:Geometry | n/a | 0 | 0 | 0
SITE-box-upperright | rich.mitrenga@autodesk.com | 2012-12-11T16:43:58 | box-upperright | Space | SITE | 7.3901 | 65.067 | 13.25 | Autodesk Revit 2013 - 20120221_2030(x64) | Autodesk.Revit.DB.Architecture.Room:OST_Rooms:Geometry | n/a | 0 | 0 | 0
TOF Footing-box-lowerleft | rich.mitrenga@autodesk.com | 2012-11-14T15:57:40 | box-lowerleft | Floor | TOF Footing | 0 | 0 | -1 | Autodesk Revit Architecture 2013 - 20121003_2115(x64) | Autodesk.Revit.DB.Level:OST_Levels:Geometry | n/a | 0 | 0 | 0
TOF Footing-box-upperright | rich.mitrenga@autodesk.com | 2012-11-14T15:57:40 | box-upperright | Floor | TOF Footing | 0 | 0 | -1 | Autodesk Revit Architecture 2013 - 20121003_2115(x64) | Autodesk.Revit.DB.Level:OST_Levels:Geometry | n/a | 0 | 0 | 0
First Floor-box-lowerleft | rich.mitrenga@autodesk.com | 2012-11-14T15:57:40 | box-lowerleft | Floor | First Floor | -52.013 | -9.5542 | -1 | Autodesk Revit Architecture 2013 - 20121003_2115(x64) | Autodesk.Revit.DB.Level:OST_Levels:Geometry | n/a | 0 | 0 | 0
First Floor-box-upperright | rich.mitrenga@autodesk.com | 2012-11-14T15:57:40 | box-upperright | Floor | First Floor | 0.2465 | 56.253 | 9.25 | Autodesk Revit Architecture 2013 - 20121003_2115(x64) | Autodesk.Revit.DB.Level:OST_Levels:Geometry | n/a | 0 | 0 | 0
Second Floor-box-lowerleft | rich.mitrenga@autodesk.com | 2012-11-14T15:57:40 | box-lowerleft | Floor | Second Floor | -52.013 | -0.113 | 4.57 | Autodesk Revit Architecture 2013 - 20121003_2115(x64) | Autodesk.Revit.DB.Level:OST_Levels:Geometry | n/a | 0 | 0 | 0
Second Floor-box-upperright | rich.mitrenga@autodesk.com | 2012-11-14T15:57:40 | box-upperright | Floor | Second Floor | 0.113 | 56.253 | 9.25 | Autodesk Revit Architecture 2013 - 20121003_2115(x64) | Autodesk.Revit.DB.Level:OST_Levels:Geometry | n/a | 0 | 0 | 0
Roof - Main-box-lowerleft | rich.mitrenga@autodesk.com | 2012-11-14T15:57:40 | box-lowerleft | Floor | Roof - Main | -47.113 | 9.927 | 6.7631 | Autodesk Revit Architecture 2013 - 20121003_2115(x64) | Autodesk.Revit.DB.Level:OST_Levels:Geometry | n/a | 0 | 0 | 0
Roof - Main-box-upperright | rich.mitrenga@autodesk.com | 2012-11-14T15:57:40 | box-upperright | Floor | Roof - Main | 0.113 | 56.253 | 13.25 | Autodesk Revit Architecture 2013 - 20121003_2115(x64) | Autodesk.Revit.DB.Level:OST_Levels:Geometry | n/a | 0 | 0 | 0
Site-box-lowerleft | rich.mitrenga@autodesk.com | 2012-12-11T16:43:58 | box-lowerleft | Floor | Site | -72.4099 | -24.633 | 0 | Autodesk Revit 2013 - 20120221_2030(x64) | Autodesk.Revit.DB.Level:OST_Levels:Geometry | n/a | 0 | 0 | 0
Site-box-upperright | rich.mitrenga@autodesk.com | 2012-12-11T16:43:58 | box-upperright | Floor | Site | 7.3901 | 65.067 | 13.25 | Autodesk Revit 2013 - 20120221_2030(x64) | Autodesk.Revit.DB.Level:OST_Levels:Geometry | n/a | 0 | 0 | 0
Door 1C19-point | rich.mitrenga@autodesk.com | 2012-11-14T15:57:40 | point | Component | Door 1C19 | -49.0115 | 53.202 | 0 | Autodesk Revit Architecture 2013 - 20121003_2115(x64) | Autodesk.Revit.DB.FamilyInstance:OST_Doors:Geometry | n/a | 0 | 0 | 0
Door 1C19-box-lowerleft | rich.mitrenga@autodesk.com | 2012-11-14T15:57:40 | box-lowerleft | Component | Door 1C19 | -49.545 | 53.115 | 0 | Autodesk Revit Architecture 2013 - 20121003_2115(x64) | Autodesk.Revit.DB.FamilyInstance:OST_Doors:Geometry | n/a | 0 | 0 | 0
Door 1C19-box-upperright | rich.mitrenga@autodesk.com | 2012-11-14T15:57:40 | box-upperright | Component | Door 1C19 | -48.478 | 54.1793 | 2.21 | Autodesk Revit Architecture 2013 - 20121003_2115(x64) | Autodesk.Revit.DB.FamilyInstance:OST_Doors:Geometry | n/a | 0 | 0 | 0
Door 1C16-point | rich.mitrenga@autodesk.com | 2012-11-14T15:57:40 | point | Component | Door 1C16 | -47.8125 | 53.202 | 0 | Autodesk Revit Architecture 2013 - 20121003_2115(x64) | Autodesk.Revit.DB.FamilyInstance:OST_Doors:Geometry | n/a | 180 | 0 | 0
Door 1C16-box-lowerleft | rich.mitrenga@autodesk.com | 2012-11-14T15:57:40 | box-lowerleft | Component | Door 1C16 | -48.346 | 53.115 | 0 | Autodesk Revit Architecture 2013 - 20121003_2115(x64) | Autodesk.Revit.DB.FamilyInstance:OST_Doors:Geometry | n/a | 0 | 0 | 0
Door 1C16-box-upperright | rich.mitrenga@autodesk.com | 2012-11-14T15:57:40 | box-upperright | Component | Door 1C16 | -47.279 | 54.1793 | 2.21 | Autodesk Revit Architecture 2013 - 20121003_2115(x64) | Autodesk.Revit.DB.FamilyInstance:OST_Doors:Geometry | n/a | 0 | 0 | 0
Door 1C14-point | rich.mitrenga@autodesk.com | 2012-11-14T15:57:40 | point | Component | Door 1C14 | -44.6125 | 53.202 | 0 | Autodesk Revit Architecture 2013 - 20121003_2115(x64) | Autodesk.Revit.DB.FamilyInstance:OST_Doors:Geometry | n/a | 180 | 0 | 0
Door 1C14-box-lowerleft | rich.mitrenga@autodesk.com | 2012-11-14T15:57:40 | box-lowerleft | Component | Door 1C14 | -45.146 | 53.115 | 0 | Autodesk Revit Architecture 2013 - 20121003_2115(x64) | Autodesk.Revit.DB.FamilyInstance:OST_Doors:Geometry | n/a | 0 | 0 | 0
Door 1C14-box-upperright | rich.mitrenga@autodesk.com | 2012-11-14T15:57:40 | box-upperright | Component | Door 1C14 | -44.079 | 54.1793 | 2.21 | Autodesk Revit Architecture 2013 - 20121003_2115(x64) | Autodesk.Revit.DB.FamilyInstance:OST_Doors:Geometry | n/a | 0 | 0 | 0
Door 1C12-point | rich.mitrenga@autodesk.com | 2012-11-14T15:57:40 | point | Component | Door 1C12 | -40.475 | 53.7815 | 0 | Autodesk Revit Architecture 2013 - 20121003_2115(x64) | Autodesk.Revit.DB.FamilyInstance:OST_Doors:Geometry | n/a | 90 | 0 | 0
Door 1C12-box-lowerleft | rich.mitrenga@autodesk.com | 2012-11-14T15:57:40 | box-lowerleft | Component | Door 1C12 | -41.4523 | 53.248 | 0 | Autodesk Revit Architecture 2013 - 20121003_2115(x64) | Autodesk.Revit.DB.FamilyInstance:OST_Doors:Geometry | n/a | 0 | 0 | 0
Door 1C12-box-upperright | rich.mitrenga@autodesk.com | 2012-11-14T15:57:40 | box-upperright | Component | Door 1C12 | -40.388 | 54.315 | 2.21 | Autodesk Revit Architecture 2013 - 20121003_2115(x64) | Autodesk.Revit.DB.FamilyInstance:OST_Doors:Geometry | n/a | 0 | 0 | 0
Door 1C18-point | rich.mitrenga@autodesk.com | 2012-11-14T15:57:40 | point | Component | Door 1C18 | -40.475 | 52.6425 | 0 | Autodesk Revit Architecture 2013 - 20121003_2115(x64) | Autodesk.Revit.DB.FamilyInstance:OST_Doors:Geometry | n/a | 270 | 0 | 0
Door 1C18-box-lowerleft | rich.mitrenga@autodesk.com | 2012-11-14T15:57:40 | box-lowerleft | Component | Door 1C18 | -41.4523 | 52.109 | 0 | Autodesk Revit Architecture 2013 - 20121003_2115(x64) | Autodesk.Revit.DB.FamilyInstance:OST_Doors:Geometry | n/a | 0 | 0 | 0
Door 1C18-box-upperright | rich.mitrenga@autodesk.com | 2012-11-14T15:57:40 | box-upperright | Component | Door 1C18 | -40.388 | 53.176 | 2.21 | Autodesk Revit Architecture 2013 - 20121003_2115(x64) | Autodesk.Revit.DB.FamilyInstance:OST_Doors:Geometry | n/a | 0 | 0 | 0
Door 1CC3-point | rich.mitrenga@autodesk.com | 2012-11-14T15:57:40 | point | Component | Door 1CC3 | -39.3775 | 55.4215 | 0 | Autodesk Revit Architecture 2013 - 20121003_2115(x64) | Autodesk.Revit.DB.FamilyInstance:OST_Doors:Geometry | n/a | 0 | 0 | 0
Door 1CC3-box-lowerleft | rich.mitrenga@autodesk.com | 2012-11-14T15:57:40 | box-lowerleft | Component | Door 1CC3 | -39.911 | 55.263 | 0 | Autodesk Revit Architecture 2013 - 20121003_2115(x64) | Autodesk.Revit.DB.FamilyInstance:OST_Doors:Geometry | n/a | 0 | 0 | 0
Door 1CC3-box-upperright | rich.mitrenga@autodesk.com | 2012-11-14T15:57:40 | box-upperright | Component | Door 1CC3 | -38.844 | 56.4703 | 2.21 | Autodesk Revit Architecture 2013 - 20121003_2115(x64) | Autodesk.Revit.DB.FamilyInstance:OST_Doors:Geometry | n/a | 0 | 0 | 0
Door 1CS3-point | rich.mitrenga@autodesk.com | 2012-11-14T15:57:40 | point | Component | Door 1CS3 | -37.693 | 50.8375 | 0 | Autodesk Revit Architecture 2013 - 20121003_2115(x64) | Autodesk.Revit.DB.FamilyInstance:OST_Doors:Geometry | n/a | 90 | 0 | 0
Door 1CS3-box-lowerleft | rich.mitrenga@autodesk.com | 2012-11-14T15:57:40 | box-lowerleft | Component | Door 1CS3 | -38.6703 | 50.304 | 0 | Autodesk Revit Architecture 2013 - 20121003_2115(x64) | Autodesk.Revit.DB.FamilyInstance:OST_Doors:Geometry | n/a | 0 | 0 | 0
Door 1CS3-box-upperright | rich.mitrenga@autodesk.com | 2012-11-14T15:57:40 | box-upperright | Component | Door 1CS3 | -37.606 | 51.371 | 2.21 | Autodesk Revit Architecture 2013 - 20121003_2115(x64) | Autodesk.Revit.DB.FamilyInstance:OST_Doors:Geometry | n/a | 0 | 0 | 0
Door 1C09-point | rich.mitrenga@autodesk.com | 2012-11-14T15:57:40 | point | Component | Door 1C09 | -31.662 | 53.1615 | 0 | Autodesk Revit Architecture 2013 - 20121003_2115(x64) | Autodesk.Revit.DB.FamilyInstance:OST_Doors:Geometry | n/a | 90 | 0 | 0
Door 1C09-box-lowerleft | rich.mitrenga@autodesk.com | 2012-11-14T15:57:40 | box-lowerleft | Component | Door 1C09 | -32.6393 | 52.628 | 0 | Autodesk Revit Architecture 2013 - 20121003_2115(x64) | Autodesk.Revit.DB.FamilyInstance:OST_Doors:Geometry | n/a | 0 | 0 | 0
Door 1C09-box-upperright | rich.mitrenga@autodesk.com | 2012-11-14T15:57:40 | box-upperright | Component | Door 1C09 | -31.575 | 53.695 | 2.21 | Autodesk Revit Architecture 2013 - 20121003_2115(x64) | Autodesk.Revit.DB.FamilyInstance:OST_Doors:Geometry | n/a | 0 | 0 | 0
Door 1C08-point | rich.mitrenga@autodesk.com | 2012-11-14T15:57:40 | point | Component | Door 1C08 | -31.662 | 50.5015 | 0 | Autodesk Revit Architecture 2013 - 20121003_2115(x64) | Autodesk.Revit.DB.FamilyInstance:OST_Doors:Geometry | n/a | 90 | 0 | 0
Door 1C08-box-lowerleft | rich.mitrenga@autodesk.com | 2012-11-14T15:57:40 | box-lowerleft | Component | Door 1C08 | -32.6393 | 49.968 | 0 | Autodesk Revit Architecture 2013 - 20121003_2115(x64) | Autodesk.Revit.DB.FamilyInstance:OST_Doors:Geometry | n/a | 0 | 0 | 0
Door 1C08-box-upperright | rich.mitrenga@autodesk.com | 2012-11-14T15:57:40 | box-upperright | Component | Door 1C08 | -31.575 | 51.035 | 2.21 | Autodesk Revit Architecture 2013 - 20121003_2115(x64) | Autodesk.Revit.DB.FamilyInstance:OST_Doors:Geometry | n/a | 0 | 0 | 0
Door 1C05-point | rich.mitrenga@autodesk.com | 2012-11-14T15:57:40 | point | Component | Door 1C05 | -29.828 | 53.3315 | 0 | Autodesk Revit Architecture 2013 - 20121003_2115(x64) | Autodesk.Revit.DB.FamilyInstance:OST_Doors:Geometry | n/a | 90 | 0 | 0
Door 1C05-box-lowerleft | rich.mitrenga@autodesk.com | 2012-11-14T15:57:40 | box-lowerleft | Component | Door 1C05 | -29.915 | 52.798 | 0 | Autodesk Revit Architecture 2013 - 20121003_2115(x64) | Autodesk.Revit.DB.FamilyInstance:OST_Doors:Geometry | n/a | 0 | 0 | 0
Door 1C05-box-upperright | rich.mitrenga@autodesk.com | 2012-11-14T15:57:40 | box-upperright | Component | Door 1C05 | -28.8507 | 53.865 | 2.21 | Autodesk Revit Architecture 2013 - 20121003_2115(x64) | Autodesk.Revit.DB.FamilyInstance:OST_Doors:Geometry | n/a | 0 | 0 | 0
Door 1C04-point | rich.mitrenga@autodesk.com | 2012-11-14T15:57:40 | point | Component | Door 1C04 | -27.2275 | 49.922 | 0 | Autodesk Revit Architecture 2013 - 20121003_2115(x64) | Autodesk.Revit.DB.FamilyInstance:OST_Doors:Geometry | n/a | 0 | 0 | 0
Door 1C04-box-lowerleft | rich.mitrenga@autodesk.com | 2012-11-14T15:57:40 | box-lowerleft | Component | Door 1C04 | -27.761 | 49.835 | 0 | Autodesk Revit Architecture 2013 - 20121003_2115(x64) | Autodesk.Revit.DB.FamilyInstance:OST_Doors:Geometry | n/a | 0 | 0 | 0
Door 1C04-box-upperright | rich.mitrenga@autodesk.com | 2012-11-14T15:57:40 | box-upperright | Component | Door 1C04 | -26.694 | 50.8993 | 2.21 | Autodesk Revit Architecture 2013 - 20121003_2115(x64) | Autodesk.Revit.DB.FamilyInstance:OST_Doors:Geometry | n/a | 0 | 0 | 0
Door 1C06-point | rich.mitrenga@autodesk.com | 2012-11-14T15:57:40 | point | Component | Door 1C06 | -31.0425 | 54.3486 | 0 | Autodesk Revit Architecture 2013 - 20121003_2115(x64) | Autodesk.Revit.DB.FamilyInstance:OST_Doors:Geometry | n/a | 180 | 0 | 0
Door 1C06-box-lowerleft | rich.mitrenga@autodesk.com | 2012-11-14T15:57:40 | box-lowerleft | Component | Door 1C06 | -31.576 | 54.2616 | 0 | Autodesk Revit Architecture 2013 - 20121003_2115(x64) | Autodesk.Revit.DB.FamilyInstance:OST_Doors:Geometry | n/a | 0 | 0 | 0
Door 1C06-box-upperright | rich.mitrenga@autodesk.com | 2012-11-14T15:57:40 | box-upperright | Component | Door 1C06 | -30.509 | 55.3259 | 2.21 | Autodesk Revit Architecture 2013 - 20121003_2115(x64) | Autodesk.Revit.DB.FamilyInstance:OST_Doors:Geometry | n/a | 0 | 0 | 0
Door 1C02-point | rich.mitrenga@autodesk.com | 2012-11-14T15:57:40 | point | Component | Door 1C02 | -32.8865 | 48.088 | 0 | Autodesk Revit Architecture 2013 - 20121003_2115(x64) | Autodesk.Revit.DB.FamilyInstance:OST_Doors:Geometry | n/a | 0 | 0 | 0
Door 1C02-box-lowerleft | rich.mitrenga@autodesk.com | 2012-11-14T15:57:40 | box-lowerleft | Component | Door 1C02 | -33.42 | 47.1107 | 0 | Autodesk Revit Architecture 2013 - 20121003_2115(x64) | Autodesk.Revit.DB.FamilyInstance:OST_Doors:Geometry | n/a | 0 | 0 | 0
Door 1C02-box-upperright | rich.mitrenga@autodesk.com | 2012-11-14T15:57:40 | box-upperright | Component | Door 1C02 | -32.353 | 48.175 | 2.21 | Autodesk Revit Architecture 2013 - 20121003_2115(x64) | Autodesk.Revit.DB.FamilyInstance:OST_Doors:Geometry | n/a | 0 | 0 | 0
Door 1C10-point | rich.mitrenga@autodesk.com | 2012-11-14T15:57:40 | point | Component | Door 1C10 | -27.7675 | 48.088 | 0 | Autodesk Revit Architecture 2013 - 20121003_2115(x64) | Autodesk.Revit.DB.FamilyInstance:OST_Doors:Geometry | n/a | 0 | 0 | 0
Door 1C10-box-lowerleft | rich.mitrenga@autodesk.com | 2012-11-14T15:57:40 | box-lowerleft | Component | Door 1C10 | -28.301 | 47.1107 | 0 | Autodesk Revit Architecture 2013 - 20121003_2115(x64) | Autodesk.Revit.DB.FamilyInstance:OST_Doors:Geometry | n/a | 0 | 0 | 0
Door 1C10-box-upperright | rich.mitrenga@autodesk.com | 2012-11-14T15:57:40 | box-upperright | Component | Door 1C10 | -27.234 | 48.175 | 2.21 | Autodesk Revit Architecture 2013 - 20121003_2115(x64) | Autodesk.Revit.DB.FamilyInstance:OST_Doors:Geometry | n/a | 0 | 0 | 0
Door 1C07-point | rich.mitrenga@autodesk.com | 2012-11-14T15:57:40 | point | Component | Door 1C07 | -22.9175 | 48.088 | 0 | Autodesk Revit Architecture 2013 - 20121003_2115(x64) | Autodesk.Revit.DB.FamilyInstance:OST_Doors:Geometry | n/a | 180 | 0 | 0
Door 1C07-box-lowerleft | rich.mitrenga@autodesk.com | 2012-11-14T15:57:40 | box-lowerleft | Component | Door 1C07 | -23.451 | 47.1107 | 0 | Autodesk Revit Architecture 2013 - 20121003_2115(x64) | Autodesk.Revit.DB.FamilyInstance:OST_Doors:Geometry | n/a | 0 | 0 | 0
Door 1C07-box-upperright | rich.mitrenga@autodesk.com | 2012-11-14T15:57:40 | box-upperright | Component | Door 1C07 | -22.384 | 48.175 | 2.21 | Autodesk Revit Architecture 2013 - 20121003_2115(x64) | Autodesk.Revit.DB.FamilyInstance:OST_Doors:Geometry | n/a | 0 | 0 | 0
Door 1CC1-point | rich.mitrenga@autodesk.com | 2012-11-14T15:57:40 | point | Component | Door 1CC1 | -21.118 | 48.7075 | 0 | Autodesk Revit Architecture 2013 - 20121003_2115(x64) | Autodesk.Revit.DB.FamilyInstance:OST_Doors:Geometry | n/a | 90 | 0 | 0
Door 1CC1-box-lowerleft | rich.mitrenga@autodesk.com | 2012-11-14T15:57:40 | box-lowerleft | Component | Door 1CC1 | -21.205 | 48.174 | 0 | Autodesk Revit Architecture 2013 - 20121003_2115(x64) | Autodesk.Revit.DB.FamilyInstance:OST_Doors:Geometry | n/a | 0 | 0 | 0
Door 1CC1-box-upperright | rich.mitrenga@autodesk.com | 2012-11-14T15:57:40 | box-upperright | Component | Door 1CC1 | -20.1407 | 49.241 | 2.21 | Autodesk Revit Architecture 2013 - 20121003_2115(x64) | Autodesk.Revit.DB.FamilyInstance:OST_Doors:Geometry | n/a | 0 | 0 | 0
Door 1A09-point | rich.mitrenga@autodesk.com | 2012-11-14T15:57:40 | point | Component | Door 1A09 | -18.058 | 48.6855 | 0 | Autodesk Revit Architecture 2013 - 20121003_2115(x64) | Autodesk.Revit.DB.FamilyInstance:OST_Doors:Geometry | n/a | 270 | 0 | 0
Door 1A09-box-lowerleft | rich.mitrenga@autodesk.com | 2012-11-14T15:57:40 | box-lowerleft | Component | Door 1A09 | -18.145 | 48.152 | 0 | Autodesk Revit Architecture 2013 - 20121003_2115(x64) | Autodesk.Revit.DB.FamilyInstance:OST_Doors:Geometry | n/a | 0 | 0 | 0
Door 1A09-box-upperright | rich.mitrenga@autodesk.com | 2012-11-14T15:57:40 | box-upperright | Component | Door 1A09 | -17.0807 | 49.219 | 2.21 | Autodesk Revit Architecture 2013 - 20121003_2115(x64) | Autodesk.Revit.DB.FamilyInstance:OST_Doors:Geometry | n/a | 0 | 0 | 0
Door 1A12-point | rich.mitrenga@autodesk.com | 2012-11-14T15:57:40 | point | Component | Door 1A12 | -18.058 | 45.7225 | 0 | Autodesk Revit Architecture 2013 - 20121003_2115(x64) | Autodesk.Revit.DB.FamilyInstance:OST_Doors:Geometry | n/a | 90 | 0 | 0
Door 1A12-box-lowerleft | rich.mitrenga@autodesk.com | 2012-11-14T15:57:40 | box-lowerleft | Component | Door 1A12 | -18.145 | 45.189 | 0 | Autodesk Revit Architecture 2013 - 20121003_2115(x64) | Autodesk.Revit.DB.FamilyInstance:OST_Doors:Geometry | n/a | 0 | 0 | 0
Door 1A12-box-upperright | rich.mitrenga@autodesk.com | 2012-11-14T15:57:40 | box-upperright | Component | Door 1A12 | -17.0807 | 46.256 | 2.21 | Autodesk Revit Architecture 2013 - 20121003_2115(x64) | Autodesk.Revit.DB.FamilyInstance:OST_Doors:Geometry | n/a | 0 | 0 | 0
Door 1A10-point | rich.mitrenga@autodesk.com | 2012-11-14T15:57:40 | point | Component | Door 1A10 | -12.8585 | 44.052 | 0 | Autodesk Revit Architecture 2013 - 20121003_2115(x64) | Autodesk.Revit.DB.FamilyInstance:OST_Doors:Geometry | n/a | 180 | 0 | 0
Door 1A10-box-lowerleft | rich.mitrenga@autodesk.com | 2012-11-14T15:57:40 | box-lowerleft | Component | Door 1A10 | -13.392 | 43.0747 | 0 | Autodesk Revit Architecture 2013 - 20121003_2115(x64) | Autodesk.Revit.DB.FamilyInstance:OST_Doors:Geometry | n/a | 0 | 0 | 0
Door 1A10-box-upperright | rich.mitrenga@autodesk.com | 2012-11-14T15:57:40 | box-upperright | Component | Door 1A10 | -12.325 | 44.139 | 2.21 | Autodesk Revit Architecture 2013 - 20121003_2115(x64) | Autodesk.Revit.DB.FamilyInstance:OST_Doors:Geometry | n/a | 0 | 0 | 0
Door 1A08-point | rich.mitrenga@autodesk.com | 2012-11-14T15:57:40 | point | Component | Door 1A08 | -10.732 | 48.2165 | 0 | Autodesk Revit Architecture 2013 - 20121003_2115(x64) | Autodesk.Revit.DB.FamilyInstance:OST_Doors:Geometry | n/a | 90 | 0 | 0
Door 1A08-box-lowerleft | rich.mitrenga@autodesk.com | 2012-11-14T15:57:40 | box-lowerleft | Component | Door 1A08 | -11.7093 | 47.683 | 0 | Autodesk Revit Architecture 2013 - 20121003_2115(x64) | Autodesk.Revit.DB.FamilyInstance:OST_Doors:Geometry | n/a | 0 | 0 | 0
Door 1A08-box-upperright | rich.mitrenga@autodesk.com | 2012-11-14T15:57:40 | box-upperright | Component | Door 1A08 | -10.645 | 48.75 | 2.21 | Autodesk Revit Architecture 2013 - 20121003_2115(x64) | Autodesk.Revit.DB.FamilyInstance:OST_Doors:Geometry | n/a | 0 | 0 | 0
Door 1A11-point | rich.mitrenga@autodesk.com | 2012-11-14T15:57:40 | point | Component | Door 1A11 | -10.732 | 46.2315 | 0 | Autodesk Revit Architecture 2013 - 20121003_2115(x64) | Autodesk.Revit.DB.FamilyInstance:OST_Doors:Geometry | n/a | 90 | 0 | 0
Door 1A11-box-lowerleft | rich.mitrenga@autodesk.com | 2012-11-14T15:57:40 | box-lowerleft | Component | Door 1A11 | -10.819 | 45.698 | 0 | Autodesk Revit Architecture 2013 - 20121003_2115(x64) | Autodesk.Revit.DB.FamilyInstance:OST_Doors:Geometry | n/a | 0 | 0 | 0
Door 1A11-box-upperright | rich.mitrenga@autodesk.com | 2012-11-14T15:57:40 | box-upperright | Component | Door 1A11 | -9.7547 | 46.765 | 2.21 | Autodesk Revit Architecture 2013 - 20121003_2115(x64) | Autodesk.Revit.DB.FamilyInstance:OST_Doors:Geometry | n/a | 0 | 0 | 0
Door 1A07-point | rich.mitrenga@autodesk.com | 2012-11-14T15:57:40 | point | Component | Door 1A07 | -4.362 | 47.7915 | 0 | Autodesk Revit Architecture 2013 - 20121003_2115(x64) | Autodesk.Revit.DB.FamilyInstance:OST_Doors:Geometry | n/a | 90 | 0 | 0
Door 1A07-box-lowerleft | rich.mitrenga@autodesk.com | 2012-11-14T15:57:40 | box-lowerleft | Component | Door 1A07 | -5.3393 | 47.258 | 0 | Autodesk Revit Architecture 2013 - 20121003_2115(x64) | Autodesk.Revit.DB.FamilyInstance:OST_Doors:Geometry | n/a | 0 | 0 | 0
Door 1A07-box-upperright | rich.mitrenga@autodesk.com | 2012-11-14T15:57:40 | box-upperright | Component | Door 1A07 | -4.275 | 48.325 | 2.21 | Autodesk Revit Architecture 2013 - 20121003_2115(x64) | Autodesk.Revit.DB.FamilyInstance:OST_Doors:Geometry | n/a | 0 | 0 | 0
Door 1A06-point | rich.mitrenga@autodesk.com | 2012-11-14T15:57:40 | point | Component | Door 1A06 | -2.978 | 47.5915 | 0 | Autodesk Revit Architecture 2013 - 20121003_2115(x64) | Autodesk.Revit.DB.FamilyInstance:OST_Doors:Geometry | n/a | 90 | 0 | 0
Door 1A06-box-lowerleft | rich.mitrenga@autodesk.com | 2012-11-14T15:57:40 | box-lowerleft | Component | Door 1A06 | -3.065 | 47.058 | 0 | Autodesk Revit Architecture 2013 - 20121003_2115(x64) | Autodesk.Revit.DB.FamilyInstance:OST_Doors:Geometry | n/a | 0 | 0 | 0
Door 1A06-box-upperright | rich.mitrenga@autodesk.com | 2012-11-14T15:57:40 | box-upperright | Component | Door 1A06 | -2.0007 | 48.125 | 2.21 | Autodesk Revit Architecture 2013 - 20121003_2115(x64) | Autodesk.Revit.DB.FamilyInstance:OST_Doors:Geometry | n/a | 0 | 0 | 0
Door 1A04-point | rich.mitrenga@autodesk.com | 2012-11-14T15:57:40 | point | Component | Door 1A04 | -2.978 | 44.6315 | 0 | Autodesk Revit Architecture 2013 - 20121003_2115(x64) | Autodesk.Revit.DB.FamilyInstance:OST_Doors:Geometry | n/a | 90 | 0 | 0
Door 1A04-box-lowerleft | rich.mitrenga@autodesk.com | 2012-11-14T15:57:40 | box-lowerleft | Component | Door 1A04 | -3.065 | 44.098 | 0 | Autodesk Revit Architecture 2013 - 20121003_2115(x64) | Autodesk.Revit.DB.FamilyInstance:OST_Doors:Geometry | n/a | 0 | 0 | 0
Door 1A04-box-upperright | rich.mitrenga@autodesk.com | 2012-11-14T15:57:40 | box-upperright | Component | Door 1A04 | -2.0007 | 45.165 | 2.21 | Autodesk Revit Architecture 2013 - 20121003_2115(x64) | Autodesk.Revit.DB.FamilyInstance:OST_Doors:Geometry | n/a | 0 | 0 | 0
Door 1A05-point | rich.mitrenga@autodesk.com | 2012-11-14T15:57:40 | point | Component | Door 1A05 | -4.362 | 44.7815 | 0 | Autodesk Revit Architecture 2013 - 20121003_2115(x64) | Autodesk.Revit.DB.FamilyInstance:OST_Doors:Geometry | n/a | 90 | 0 | 0
Door 1A05-box-lowerleft | rich.mitrenga@autodesk.com | 2012-11-14T15:57:40 | box-lowerleft | Component | Door 1A05 | -5.3393 | 44.248 | 0 | Autodesk Revit Architecture 2013 - 20121003_2115(x64) | Autodesk.Revit.DB.FamilyInstance:OST_Doors:Geometry | n/a | 0 | 0 | 0
Door 1A05-box-upperright | rich.mitrenga@autodesk.com | 2012-11-14T15:57:40 | box-upperright | Component | Door 1A05 | -4.275 | 45.315 | 2.21 | Autodesk Revit Architecture 2013 - 20121003_2115(x64) | Autodesk.Revit.DB.FamilyInstance:OST_Doors:Geometry | n/a | 0 | 0 | 0
Door 1A03-point | rich.mitrenga@autodesk.com | 2012-11-14T15:57:40 | point | Component | Door 1A03 | -4.362 | 41.8715 | 0 | Autodesk Revit Architecture 2013 - 20121003_2115(x64) | Autodesk.Revit.DB.FamilyInstance:OST_Doors:Geometry | n/a | 90 | 0 | 0
Door 1A03-box-lowerleft | rich.mitrenga@autodesk.com | 2012-11-14T15:57:40 | box-lowerleft | Component | Door 1A03 | -5.3393 | 41.338 | 0 | Autodesk Revit Architecture 2013 - 20121003_2115(x64) | Autodesk.Revit.DB.FamilyInstance:OST_Doors:Geometry | n/a | 0 | 0 | 0
Door 1A03-box-upperright | rich.mitrenga@autodesk.com | 2012-11-14T15:57:40 | box-upperright | Component | Door 1A03 | -4.275 | 42.405 | 2.21 | Autodesk Revit Architecture 2013 - 20121003_2115(x64) | Autodesk.Revit.DB.FamilyInstance:OST_Doors:Geometry | n/a | 0 | 0 | 0
Door 1AC5-point | rich.mitrenga@autodesk.com | 2012-11-14T15:57:40 | point | Component | Door 1AC5 | -3.6925 | 34.842 | 0 | Autodesk Revit Architecture 2013 - 20121003_2115(x64) | Autodesk.Revit.DB.FamilyInstance:OST_Doors:Geometry | n/a | 0 | 0 | 0
Door 1AC5-box-lowerleft | rich.mitrenga@autodesk.com | 2012-11-14T15:57:40 | box-lowerleft | Component | Door 1AC5 | -4.226 | 34.755 | 0 | Autodesk Revit Architecture 2013 - 20121003_2115(x64) | Autodesk.Revit.DB.FamilyInstance:OST_Doors:Geometry | n/a | 0 | 0 | 0
Door 1AC5-box-upperright | rich.mitrenga@autodesk.com | 2012-11-14T15:57:40 | box-upperright | Component | Door 1AC5 | -3.159 | 35.8193 | 2.21 | Autodesk Revit Architecture 2013 - 20121003_2115(x64) | Autodesk.Revit.DB.FamilyInstance:OST_Doors:Geometry | n/a | 0 | 0 | 0
Door 1A15A-point | rich.mitrenga@autodesk.com | 2012-11-14T15:57:40 | point | Component | Door 1A15A | -12.622 | 37.0585 | 0 | Autodesk Revit Architecture 2013 - 20121003_2115(x64) | Autodesk.Revit.DB.FamilyInstance:OST_Doors:Geometry | n/a | 270 | 0 | 0
Door 1A15A-box-lowerleft | rich.mitrenga@autodesk.com | 2012-11-14T15:57:40 | box-lowerleft | Component | Door 1A15A | -13.5993 | 36.525 | 0 | Autodesk Revit Architecture 2013 - 20121003_2115(x64) | Autodesk.Revit.DB.FamilyInstance:OST_Doors:Geometry | n/a | 0 | 0 | 0
Door 1A15A-box-upperright | rich.mitrenga@autodesk.com | 2012-11-14T15:57:40 | box-upperright | Component | Door 1A15A | -12.535 | 37.592 | 2.21 | Autodesk Revit Architecture 2013 - 20121003_2115(x64) | Autodesk.Revit.DB.FamilyInstance:OST_Doors:Geometry | n/a | 0 | 0 | 0
Door 1A15-point | rich.mitrenga@autodesk.com | 2012-11-14T15:57:40 | point | Component | Door 1A15 | -15.258 | 37.0585 | 0 | Autodesk Revit Architecture 2013 - 20121003_2115(x64) | Autodesk.Revit.DB.FamilyInstance:OST_Doors:Geometry | n/a | 270 | 0 | 0
Door 1A15-box-lowerleft | rich.mitrenga@autodesk.com | 2012-11-14T15:57:40 | box-lowerleft | Component | Door 1A15 | -15.345 | 36.525 | 0 | Autodesk Revit Architecture 2013 - 20121003_2115(x64) | Autodesk.Revit.DB.FamilyInstance:OST_Doors:Geometry | n/a | 0 | 0 | 0
Door 1A15-box-upperright | rich.mitrenga@autodesk.com | 2012-11-14T15:57:40 | box-upperright | Component | Door 1A15 | -14.2807 | 37.592 | 2.21 | Autodesk Revit Architecture 2013 - 20121003_2115(x64) | Autodesk.Revit.DB.FamilyInstance:OST_Doors:Geometry | n/a | 0 | 0 | 0
Door 1A13-point | rich.mitrenga@autodesk.com | 2012-11-14T15:57:40 | point | Component | Door 1A13 | -14.6785 | 42.218 | 0 | Autodesk Revit Architecture 2013 - 20121003_2115(x64) | Autodesk.Revit.DB.FamilyInstance:OST_Doors:Geometry | n/a | 180 | 0 | 0
Door 1A13-box-lowerleft | rich.mitrenga@autodesk.com | 2012-11-14T15:57:40 | box-lowerleft | Component | Door 1A13 | -15.212 | 41.2407 | 0 | Autodesk Revit Architecture 2013 - 20121003_2115(x64) | Autodesk.Revit.DB.FamilyInstance:OST_Doors:Geometry | n/a | 0 | 0 | 0
Door 1A13-box-upperright | rich.mitrenga@autodesk.com | 2012-11-14T15:57:40 | box-upperright | Component | Door 1A13 | -14.145 | 42.305 | 2.21 | Autodesk Revit Architecture 2013 - 20121003_2115(x64) | Autodesk.Revit.DB.FamilyInstance:OST_Doors:Geometry | n/a | 0 | 0 | 0
Door 1AC4-point | rich.mitrenga@autodesk.com | 2012-11-14T15:57:40 | point | Component | Door 1AC4 | -18.058 | 43.4325 | 0 | Autodesk Revit Architecture 2013 - 20121003_2115(x64) | Autodesk.Revit.DB.FamilyInstance:OST_Doors:Geometry | n/a | 270 | 0 | 0
Door 1AC4-box-lowerleft | rich.mitrenga@autodesk.com | 2012-11-14T15:57:40 | box-lowerleft | Component | Door 1AC4 | -18.145 | 42.899 | 0 | Autodesk Revit Architecture 2013 - 20121003_2115(x64) | Autodesk.Revit.DB.FamilyInstance:OST_Doors:Geometry | n/a | 0 | 0 | 0
Door 1AC4-box-upperright | rich.mitrenga@autodesk.com | 2012-11-14T15:57:40 | box-upperright | Component | Door 1AC4 | -17.0807 | 43.966 | 2.21 | Autodesk Revit Architecture 2013 - 20121003_2115(x64) | Autodesk.Revit.DB.FamilyInstance:OST_Doors:Geometry | n/a | 0 | 0 | 0
Door 1AC2-point | rich.mitrenga@autodesk.com | 2012-11-14T15:57:40 | point | Component | Door 1AC2 | -19.2925 | 42.218 | 0 | Autodesk Revit Architecture 2013 - 20121003_2115(x64) | Autodesk.Revit.DB.FamilyInstance:OST_Doors:Geometry | n/a | 180 | 0 | 0
Door 1AC2-box-lowerleft | rich.mitrenga@autodesk.com | 2012-11-14T15:57:40 | box-lowerleft | Component | Door 1AC2 | -19.826 | 42.131 | 0 | Autodesk Revit Architecture 2013 - 20121003_2115(x64) | Autodesk.Revit.DB.FamilyInstance:OST_Doors:Geometry | n/a | 0 | 0 | 0
Door 1AC2-box-upperright | rich.mitrenga@autodesk.com | 2012-11-14T15:57:40 | box-upperright | Component | Door 1AC2 | -18.759 | 43.1953 | 2.21 | Autodesk Revit Architecture 2013 - 20121003_2115(x64) | Autodesk.Revit.DB.FamilyInstance:OST_Doors:Geometry | n/a | 0 | 0 | 0
Door 1D02-point | rich.mitrenga@autodesk.com | 2012-11-14T15:57:40 | point | Component | Door 1D02 | -24.308 | 37.3925 | 0 | Autodesk Revit Architecture 2013 - 20121003_2115(x64) | Autodesk.Revit.DB.FamilyInstance:OST_Doors:Geometry | n/a | 270 | 0 | 0
Door 1D02-box-lowerleft | rich.mitrenga@autodesk.com | 2012-11-14T15:57:40 | box-lowerleft | Component | Door 1D02 | -24.395 | 36.859 | 0 | Autodesk Revit Architecture 2013 - 20121003_2115(x64) | Autodesk.Revit.DB.FamilyInstance:OST_Doors:Geometry | n/a | 0 | 0 | 0
Door 1D02-box-upperright | rich.mitrenga@autodesk.com | 2012-11-14T15:57:40 | box-upperright | Component | Door 1D02 | -23.3307 | 37.926 | 2.21 | Autodesk Revit Architecture 2013 - 20121003_2115(x64) | Autodesk.Revit.DB.FamilyInstance:OST_Doors:Geometry | n/a | 0 | 0 | 0
Door 1DC2-point | rich.mitrenga@autodesk.com | 2012-11-14T15:57:40 | point | Component | Door 1DC2 | -24.9075 | 35.418 | 0 | Autodesk Revit Architecture 2013 - 20121003_2115(x64) | Autodesk.Revit.DB.FamilyInstance:OST_Doors:Geometry | n/a | 0 | 0 | 0
Door 1DC2-box-lowerleft | rich.mitrenga@autodesk.com | 2012-11-14T15:57:40 | box-lowerleft | Component | Door 1DC2 | -25.441 | 34.4407 | 0 | Autodesk Revit Architecture 2013 - 20121003_2115(x64) | Autodesk.Revit.DB.FamilyInstance:OST_Doors:Geometry | n/a | 0 | 0 | 0
Door 1DC2-box-upperright | rich.mitrenga@autodesk.com | 2012-11-14T15:57:40 | box-upperright | Component | Door 1DC2 | -24.374 | 35.505 | 2.21 | Autodesk Revit Architecture 2013 - 20121003_2115(x64) | Autodesk.Revit.DB.FamilyInstance:OST_Doors:Geometry | n/a | 0 | 0 | 0
Door 1D05-point | rich.mitrenga@autodesk.com | 2012-11-14T15:57:40 | point | Component | Door 1D05 | -23.1325 | 40.722 | 0 | Autodesk Revit Architecture 2013 - 20121003_2115(x64) | Autodesk.Revit.DB.FamilyInstance:OST_Doors:Geometry | n/a | 180 | 0 | 0
Door 1D05-box-lowerleft | rich.mitrenga@autodesk.com | 2012-11-14T15:57:40 | box-lowerleft | Component | Door 1D05 | -23.666 | 40.635 | 0 | Autodesk Revit Architecture 2013 - 20121003_2115(x64) | Autodesk.Revit.DB.FamilyInstance:OST_Doors:Geometry | n/a | 0 | 0 | 0
Door 1D05-box-upperright | rich.mitrenga@autodesk.com | 2012-11-14T15:57:40 | box-upperright | Component | Door 1D05 | -22.599 | 41.6993 | 2.21 | Autodesk Revit Architecture 2013 - 20121003_2115(x64) | Autodesk.Revit.DB.FamilyInstance:OST_Doors:Geometry | n/a | 0 | 0 | 0
Door 1D06-point | rich.mitrenga@autodesk.com | 2012-11-14T15:57:40 | point | Component | Door 1D06 | -24.3315 | 40.722 | 0 | Autodesk Revit Architecture 2013 - 20121003_2115(x64) | Autodesk.Revit.DB.FamilyInstance:OST_Doors:Geometry | n/a | 0 | 0 | 0
Door 1D06-box-lowerleft | rich.mitrenga@autodesk.com | 2012-11-14T15:57:40 | box-lowerleft | Component | Door 1D06 | -24.865 | 40.635 | 0 | Autodesk Revit Architecture 2013 - 20121003_2115(x64) | Autodesk.Revit.DB.FamilyInstance:OST_Doors:Geometry | n/a | 0 | 0 | 0
Door 1D06-box-upperright | rich.mitrenga@autodesk.com | 2012-11-14T15:57:40 | box-upperright | Component | Door 1D06 | -23.798 | 41.6993 | 2.21 | Autodesk Revit Architecture 2013 - 20121003_2115(x64) | Autodesk.Revit.DB.FamilyInstance:OST_Doors:Geometry | n/a | 0 | 0 | 0
Door 1D06A-point | rich.mitrenga@autodesk.com | 2012-11-14T15:57:40 | point | Component | Door 1D06A | -23.752 | 42.2815 | 0 | Autodesk Revit Architecture 2013 - 20121003_2115(x64) | Autodesk.Revit.DB.FamilyInstance:OST_Doors:Geometry | n/a | 90 | 0 | 0
Door 1D06A-box-lowerleft | rich.mitrenga@autodesk.com | 2012-11-14T15:57:40 | box-lowerleft | Component | Door 1D06A | -24.7293 | 41.748 | 0 | Autodesk Revit Architecture 2013 - 20121003_2115(x64) | Autodesk.Revit.DB.FamilyInstance:OST_Doors:Geometry | n/a | 0 | 0 | 0
Door 1D06A-box-upperright | rich.mitrenga@autodesk.com | 2012-11-14T15:57:40 | box-upperright | Component | Door 1D06A | -23.665 | 42.815 | 2.21 | Autodesk Revit Architecture 2013 - 20121003_2115(x64) | Autodesk.Revit.DB.FamilyInstance:OST_Doors:Geometry | n/a | 0 | 0 | 0
Door 1D07-point | rich.mitrenga@autodesk.com | 2012-11-14T15:57:40 | point | Component | Door 1D07 | -28.5685 | 40.722 | 0 | Autodesk Revit Architecture 2013 - 20121003_2115(x64) | Autodesk.Revit.DB.FamilyInstance:OST_Doors:Geometry | n/a | 180 | 0 | 0
Door 1D07-box-lowerleft | rich.mitrenga@autodesk.com | 2012-11-14T15:57:40 | box-lowerleft | Component | Door 1D07 | -29.102 | 40.635 | 0 | Autodesk Revit Architecture 2013 - 20121003_2115(x64) | Autodesk.Revit.DB.FamilyInstance:OST_Doors:Geometry | n/a | 0 | 0 | 0
Door 1D07-box-upperright | rich.mitrenga@autodesk.com | 2012-11-14T15:57:40 | box-upperright | Component | Door 1D07 | -28.035 | 41.6993 | 2.21 | Autodesk Revit Architecture 2013 - 20121003_2115(x64) | Autodesk.Revit.DB.FamilyInstance:OST_Doors:Geometry | n/a | 0 | 0 | 0
Door 1D09-point | rich.mitrenga@autodesk.com | 2012-11-14T15:57:40 | point | Component | Door 1D09 | -29.7675 | 40.722 | 0 | Autodesk Revit Architecture 2013 - 20121003_2115(x64) | Autodesk.Revit.DB.FamilyInstance:OST_Doors:Geometry | n/a | 0 | 0 | 0
Door 1D09-box-lowerleft | rich.mitrenga@autodesk.com | 2012-11-14T15:57:40 | box-lowerleft | Component | Door 1D09 | -30.301 | 40.635 | 0 | Autodesk Revit Architecture 2013 - 20121003_2115(x64) | Autodesk.Revit.DB.FamilyInstance:OST_Doors:Geometry | n/a | 0 | 0 | 0
Door 1D09-box-upperright | rich.mitrenga@autodesk.com | 2012-11-14T15:57:40 | box-upperright | Component | Door 1D09 | -29.234 | 41.6993 | 2.21 | Autodesk Revit Architecture 2013 - 20121003_2115(x64) | Autodesk.Revit.DB.FamilyInstance:OST_Doors:Geometry | n/a | 0 | 0 | 0
Door 1D13-point | rich.mitrenga@autodesk.com | 2012-11-14T15:57:40 | point | Component | Door 1D13 | -36.1075 | 40.722 | 0 | Autodesk Revit Architecture 2013 - 20121003_2115(x64) | Autodesk.Revit.DB.FamilyInstance:OST_Doors:Geometry | n/a | 0 | 0 | 0
Door 1D13-box-lowerleft | rich.mitrenga@autodesk.com | 2012-11-14T15:57:40 | box-lowerleft | Component | Door 1D13 | -36.641 | 40.635 | 0 | Autodesk Revit Architecture 2013 - 20121003_2115(x64) | Autodesk.Revit.DB.FamilyInstance:OST_Doors:Geometry | n/a | 0 | 0 | 0
Door 1D13-box-upperright | rich.mitrenga@autodesk.com | 2012-11-14T15:57:40 | box-upperright | Component | Door 1D13 | -35.574 | 41.6993 | 2.21 | Autodesk Revit Architecture 2013 - 20121003_2115(x64) | Autodesk.Revit.DB.FamilyInstance:OST_Doors:Geometry | n/a | 0 | 0 | 0
Door 1D11-point | rich.mitrenga@autodesk.com | 2012-11-14T15:57:40 | point | Component | Door 1D11 | -34.9085 | 40.722 | 0 | Autodesk Revit Architecture 2013 - 20121003_2115(x64) | Autodesk.Revit.DB.FamilyInstance:OST_Doors:Geometry | n/a | 180 | 0 | 0
Door 1D11-box-lowerleft | rich.mitrenga@autodesk.com | 2012-11-14T15:57:40 | box-lowerleft | Component | Door 1D11 | -35.442 | 40.635 | 0 | Autodesk Revit Architecture 2013 - 20121003_2115(x64) | Autodesk.Revit.DB.FamilyInstance:OST_Doors:Geometry | n/a | 0 | 0 | 0
Door 1D11-box-upperright | rich.mitrenga@autodesk.com | 2012-11-14T15:57:40 | box-upperright | Component | Door 1D11 | -34.375 | 41.6993 | 2.21 | Autodesk Revit Architecture 2013 - 20121003_2115(x64) | Autodesk.Revit.DB.FamilyInstance:OST_Doors:Geometry | n/a | 0 | 0 | 0
Door 1D16-point | rich.mitrenga@autodesk.com | 2012-11-14T15:57:40 | point | Component | Door 1D16 | -40.475 | 41.4875 | 0 | Autodesk Revit Architecture 2013 - 20121003_2115(x64) | Autodesk.Revit.DB.FamilyInstance:OST_Doors:Geometry | n/a | 90 | 0 | 0
Door 1D16-box-lowerleft | rich.mitrenga@autodesk.com | 2012-11-14T15:57:40 | box-lowerleft | Component | Door 1D16 | -41.4523 | 40.954 | 0 | Autodesk Revit Architecture 2013 - 20121003_2115(x64) | Autodesk.Revit.DB.FamilyInstance:OST_Doors:Geometry | n/a | 0 | 0 | 0
Door 1D16-box-upperright | rich.mitrenga@autodesk.com | 2012-11-14T15:57:40 | box-upperright | Component | Door 1D16 | -40.388 | 42.021 | 2.21 | Autodesk Revit Architecture 2013 - 20121003_2115(x64) | Autodesk.Revit.DB.FamilyInstance:OST_Doors:Geometry | n/a | 0 | 0 | 0
Door 1D14-point | rich.mitrenga@autodesk.com | 2012-11-14T15:57:40 | point | Component | Door 1D14 | -36.112 | 38.3085 | 0 | Autodesk Revit Architecture 2013 - 20121003_2115(x64) | Autodesk.Revit.DB.FamilyInstance:OST_Doors:Geometry | n/a | 270 | 0 | 0
Door 1D14-box-lowerleft | rich.mitrenga@autodesk.com | 2012-11-14T15:57:40 | box-lowerleft | Component | Door 1D14 | -37.0893 | 37.775 | 0 | Autodesk Revit Architecture 2013 - 20121003_2115(x64) | Autodesk.Revit.DB.FamilyInstance:OST_Doors:Geometry | n/a | 0 | 0 | 0
Door 1D14-box-upperright | rich.mitrenga@autodesk.com | 2012-11-14T15:57:40 | box-upperright | Component | Door 1D14 | -36.025 | 38.842 | 2.21 | Autodesk Revit Architecture 2013 - 20121003_2115(x64) | Autodesk.Revit.DB.FamilyInstance:OST_Doors:Geometry | n/a | 0 | 0 | 0
Door 1D12-point | rich.mitrenga@autodesk.com | 2012-11-14T15:57:40 | point | Component | Door 1D12 | -34.1515 | 38.888 | 0 | Autodesk Revit Architecture 2013 - 20121003_2115(x64) | Autodesk.Revit.DB.FamilyInstance:OST_Doors:Geometry | n/a | 0 | 0 | 0
Door 1D12-box-lowerleft | rich.mitrenga@autodesk.com | 2012-11-14T15:57:40 | box-lowerleft | Component | Door 1D12 | -34.685 | 37.9107 | 0 | Autodesk Revit Architecture 2013 - 20121003_2115(x64) | Autodesk.Revit.DB.FamilyInstance:OST_Doors:Geometry | n/a | 0 | 0 | 0
Door 1D12-box-upperright | rich.mitrenga@autodesk.com | 2012-11-14T15:57:40 | box-upperright | Component | Door 1D12 | -33.618 | 38.975 | 2.21 | Autodesk Revit Architecture 2013 - 20121003_2115(x64) | Autodesk.Revit.DB.FamilyInstance:OST_Doors:Geometry | n/a | 0 | 0 | 0
Door 1D10-point | rich.mitrenga@autodesk.com | 2012-11-14T15:57:40 | point | Component | Door 1D10 | -30.9815 | 38.888 | 0 | Autodesk Revit Architecture 2013 - 20121003_2115(x64) | Autodesk.Revit.DB.FamilyInstance:OST_Doors:Geometry | n/a | 0 | 0 | 0
Door 1D10-box-lowerleft | rich.mitrenga@autodesk.com | 2012-11-14T15:57:40 | box-lowerleft | Component | Door 1D10 | -31.515 | 37.9107 | 0 | Autodesk Revit Architecture 2013 - 20121003_2115(x64) | Autodesk.Revit.DB.FamilyInstance:OST_Doors:Geometry | n/a | 0 | 0 | 0
Door 1D10-box-upperright | rich.mitrenga@autodesk.com | 2012-11-14T15:57:40 | box-upperright | Component | Door 1D10 | -30.448 | 38.975 | 2.21 | Autodesk Revit Architecture 2013 - 20121003_2115(x64) | Autodesk.Revit.DB.FamilyInstance:OST_Doors:Geometry | n/a | 0 | 0 | 0
Door 1D08-point | rich.mitrenga@autodesk.com | 2012-11-14T15:57:40 | point | Component | Door 1D08 | -29.7825 | 38.888 | 0 | Autodesk Revit Architecture 2013 - 20121003_2115(x64) | Autodesk.Revit.DB.FamilyInstance:OST_Doors:Geometry | n/a | 180 | 0 | 0
Door 1D08-box-lowerleft | rich.mitrenga@autodesk.com | 2012-11-14T15:57:40 | box-lowerleft | Component | Door 1D08 | -30.316 | 37.9107 | 0 | Autodesk Revit Architecture 2013 - 20121003_2115(x64) | Autodesk.Revit.DB.FamilyInstance:OST_Doors:Geometry | n/a | 0 | 0 | 0
Door 1D08-box-upperright | rich.mitrenga@autodesk.com | 2012-11-14T15:57:40 | box-upperright | Component | Door 1D08 | -29.249 | 38.975 | 2.21 | Autodesk Revit Architecture 2013 - 20121003_2115(x64) | Autodesk.Revit.DB.FamilyInstance:OST_Doors:Geometry | n/a | 0 | 0 | 0
Door 1DC4-point | rich.mitrenga@autodesk.com | 2012-11-14T15:57:40 | point | Component | Door 1DC4 | -39.2775 | 36.4395 | 0 | Autodesk Revit Architecture 2013 - 20121003_2115(x64) | Autodesk.Revit.DB.FamilyInstance:OST_Doors:Geometry | n/a | 0 | 0 | 0
Door 1DC4-box-lowerleft | rich.mitrenga@autodesk.com | 2012-11-14T15:57:40 | box-lowerleft | Component | Door 1DC4 | -39.811 | 36.3525 | 0 | Autodesk Revit Architecture 2013 - 20121003_2115(x64) | Autodesk.Revit.DB.FamilyInstance:OST_Doors:Geometry | n/a | 0 | 0 | 0
Door 1DC4-box-upperright | rich.mitrenga@autodesk.com | 2012-11-14T15:57:40 | box-upperright | Component | Door 1DC4 | -38.744 | 37.4168 | 2.21 | Autodesk Revit Architecture 2013 - 20121003_2115(x64) | Autodesk.Revit.DB.FamilyInstance:OST_Doors:Geometry | n/a | 0 | 0 | 0
Door 1D19-point | rich.mitrenga@autodesk.com | 2012-11-14T15:57:40 | point | Component | Door 1D19 | -42.6685 | 34.842 | 0 | Autodesk Revit Architecture 2013 - 20121003_2115(x64) | Autodesk.Revit.DB.FamilyInstance:OST_Doors:Geometry | n/a | 180 | 0 | 0
Door 1D19-box-lowerleft | rich.mitrenga@autodesk.com | 2012-11-14T15:57:40 | box-lowerleft | Component | Door 1D19 | -43.202 | 34.755 | 0 | Autodesk Revit Architecture 2013 - 20121003_2115(x64) | Autodesk.Revit.DB.FamilyInstance:OST_Doors:Geometry | n/a | 0 | 0 | 0
Door 1D19-box-upperright | rich.mitrenga@autodesk.com | 2012-11-14T15:57:40 | box-upperright | Component | Door 1D19 | -42.135 | 35.8193 | 2.21 | Autodesk Revit Architecture 2013 - 20121003_2115(x64) | Autodesk.Revit.DB.FamilyInstance:OST_Doors:Geometry | n/a | 0 | 0 | 0
Door 1D20-point | rich.mitrenga@autodesk.com | 2012-11-14T15:57:40 | point | Component | Door 1D20 | -43.8675 | 34.842 | 0 | Autodesk Revit Architecture 2013 - 20121003_2115(x64) | Autodesk.Revit.DB.FamilyInstance:OST_Doors:Geometry | n/a | 0 | 0 | 0
Door 1D20-box-lowerleft | rich.mitrenga@autodesk.com | 2012-11-14T15:57:40 | box-lowerleft | Component | Door 1D20 | -44.401 | 34.755 | 0 | Autodesk Revit Architecture 2013 - 20121003_2115(x64) | Autodesk.Revit.DB.FamilyInstance:OST_Doors:Geometry | n/a | 0 | 0 | 0
Door 1D20-box-upperright | rich.mitrenga@autodesk.com | 2012-11-14T15:57:40 | box-upperright | Component | Door 1D20 | -43.334 | 35.8193 | 2.21 | Autodesk Revit Architecture 2013 - 20121003_2115(x64) | Autodesk.Revit.DB.FamilyInstance:OST_Doors:Geometry | n/a | 0 | 0 | 0
Door 1D18-point | rich.mitrenga@autodesk.com | 2012-11-14T15:57:40 | point | Component | Door 1D18 | -40.475 | 37.5215 | 0 | Autodesk Revit Architecture 2013 - 20121003_2115(x64) | Autodesk.Revit.DB.FamilyInstance:OST_Doors:Geometry | n/a | 90 | 0 | 0
Door 1D18-box-lowerleft | rich.mitrenga@autodesk.com | 2012-11-14T15:57:40 | box-lowerleft | Component | Door 1D18 | -41.4523 | 36.988 | 0 | Autodesk Revit Architecture 2013 - 20121003_2115(x64) | Autodesk.Revit.DB.FamilyInstance:OST_Doors:Geometry | n/a | 0 | 0 | 0
Door 1D18-box-upperright | rich.mitrenga@autodesk.com | 2012-11-14T15:57:40 | box-upperright | Component | Door 1D18 | -40.388 | 38.055 | 2.21 | Autodesk Revit Architecture 2013 - 20121003_2115(x64) | Autodesk.Revit.DB.FamilyInstance:OST_Doors:Geometry | n/a | 0 | 0 | 0
Door 1D21-point | rich.mitrenga@autodesk.com | 2012-11-14T15:57:40 | point | Component | Door 1D21 | -47.7875 | 34.842 | 0 | Autodesk Revit Architecture 2013 - 20121003_2115(x64) | Autodesk.Revit.DB.FamilyInstance:OST_Doors:Geometry | n/a | 0 | 0 | 0
Door 1D21-box-lowerleft | rich.mitrenga@autodesk.com | 2012-11-14T15:57:40 | box-lowerleft | Component | Door 1D21 | -48.321 | 34.755 | 0 | Autodesk Revit Architecture 2013 - 20121003_2115(x64) | Autodesk.Revit.DB.FamilyInstance:OST_Doors:Geometry | n/a | 0 | 0 | 0
Door 1D21-box-upperright | rich.mitrenga@autodesk.com | 2012-11-14T15:57:40 | box-upperright | Component | Door 1D21 | -47.254 | 35.8193 | 2.21 | Autodesk Revit Architecture 2013 - 20121003_2115(x64) | Autodesk.Revit.DB.FamilyInstance:OST_Doors:Geometry | n/a | 0 | 0 | 0
Door 1C18A-point | rich.mitrenga@autodesk.com | 2012-11-14T15:57:40 | point | Component | Door 1C18A | -47.7875 | 44.802 | 0 | Autodesk Revit Architecture 2013 - 20121003_2115(x64) | Autodesk.Revit.DB.FamilyInstance:OST_Doors:Geometry | n/a | 0 | 0 | 0
Door 1C18A-box-lowerleft | rich.mitrenga@autodesk.com | 2012-11-14T15:57:40 | box-lowerleft | Component | Door 1C18A | -48.321 | 44.715 | 0 | Autodesk Revit Architecture 2013 - 20121003_2115(x64) | Autodesk.Revit.DB.FamilyInstance:OST_Doors:Geometry | n/a | 0 | 0 | 0
Door 1C18A-box-upperright | rich.mitrenga@autodesk.com | 2012-11-14T15:57:40 | box-upperright | Component | Door 1C18A | -47.254 | 45.7793 | 2.21 | Autodesk Revit Architecture 2013 - 20121003_2115(x64) | Autodesk.Revit.DB.FamilyInstance:OST_Doors:Geometry | n/a | 0 | 0 | 0
Door 1C17-point | rich.mitrenga@autodesk.com | 2012-11-14T15:57:40 | point | Component | Door 1C17 | -48.767 | 45.3815 | 0 | Autodesk Revit Architecture 2013 - 20121003_2115(x64) | Autodesk.Revit.DB.FamilyInstance:OST_Doors:Geometry | n/a | 90 | 0 | 0
Door 1C17-box-lowerleft | rich.mitrenga@autodesk.com | 2012-11-14T15:57:40 | box-lowerleft | Component | Door 1C17 | -49.7443 | 44.848 | 0 | Autodesk Revit Architecture 2013 - 20121003_2115(x64) | Autodesk.Revit.DB.FamilyInstance:OST_Doors:Geometry | n/a | 0 | 0 | 0
Door 1C17-box-upperright | rich.mitrenga@autodesk.com | 2012-11-14T15:57:40 | box-upperright | Component | Door 1C17 | -48.68 | 45.915 | 2.21 | Autodesk Revit Architecture 2013 - 20121003_2115(x64) | Autodesk.Revit.DB.FamilyInstance:OST_Doors:Geometry | n/a | 0 | 0 | 0
Door 1C15-point | rich.mitrenga@autodesk.com | 2012-11-14T15:57:40 | point | Component | Door 1C15 | -46.2125 | 49.132 | 0 | Autodesk Revit Architecture 2013 - 20121003_2115(x64) | Autodesk.Revit.DB.FamilyInstance:OST_Doors:Geometry | n/a | 180 | 0 | 0
Door 1C15-box-lowerleft | rich.mitrenga@autodesk.com | 2012-11-14T15:57:40 | box-lowerleft | Component | Door 1C15 | -46.746 | 48.1547 | 0 | Autodesk Revit Architecture 2013 - 20121003_2115(x64) | Autodesk.Revit.DB.FamilyInstance:OST_Doors:Geometry | n/a | 0 | 0 | 0
Door 1C15-box-upperright | rich.mitrenga@autodesk.com | 2012-11-14T15:57:40 | box-upperright | Component | Door 1C15 | -45.679 | 49.219 | 2.21 | Autodesk Revit Architecture 2013 - 20121003_2115(x64) | Autodesk.Revit.DB.FamilyInstance:OST_Doors:Geometry | n/a | 0 | 0 | 0
Door 1C13-point | rich.mitrenga@autodesk.com | 2012-11-14T15:57:40 | point | Component | Door 1C13 | -40.475 | 48.5125 | 0 | Autodesk Revit Architecture 2013 - 20121003_2115(x64) | Autodesk.Revit.DB.FamilyInstance:OST_Doors:Geometry | n/a | 270 | 0 | 0
Door 1C13-box-lowerleft | rich.mitrenga@autodesk.com | 2012-11-14T15:57:40 | box-lowerleft | Component | Door 1C13 | -41.4523 | 47.979 | 0 | Autodesk Revit Architecture 2013 - 20121003_2115(x64) | Autodesk.Revit.DB.FamilyInstance:OST_Doors:Geometry | n/a | 0 | 0 | 0
Door 1C13-box-upperright | rich.mitrenga@autodesk.com | 2012-11-14T15:57:40 | box-upperright | Component | Door 1C13 | -40.388 | 49.046 | 2.21 | Autodesk Revit Architecture 2013 - 20121003_2115(x64) | Autodesk.Revit.DB.FamilyInstance:OST_Doors:Geometry | n/a | 0 | 0 | 0
Door 1D22-point | rich.mitrenga@autodesk.com | 2012-11-14T15:57:40 | point | Component | Door 1D22 | -48.563 | 34.062 | 0 | Autodesk Revit Architecture 2013 - 20121003_2115(x64) | Autodesk.Revit.DB.FamilyInstance:OST_Doors:Geometry | n/a | 270 | 0 | 0
Door 1D22-box-lowerleft | rich.mitrenga@autodesk.com | 2012-11-14T15:57:40 | box-lowerleft | Component | Door 1D22 | -49.5403 | 33.5285 | 0 | Autodesk Revit Architecture 2013 - 20121003_2115(x64) | Autodesk.Revit.DB.FamilyInstance:OST_Doors:Geometry | n/a | 0 | 0 | 0
Door 1D22-box-upperright | rich.mitrenga@autodesk.com | 2012-11-14T15:57:40 | box-upperright | Component | Door 1D22 | -48.476 | 34.5955 | 2.21 | Autodesk Revit Architecture 2013 - 20121003_2115(x64) | Autodesk.Revit.DB.FamilyInstance:OST_Doors:Geometry | n/a | 0 | 0 | 0
Door 1D22A-point | rich.mitrenga@autodesk.com | 2012-11-14T15:57:40 | point | Component | Door 1D22A | -48.563 | 29.328 | 0 | Autodesk Revit Architecture 2013 - 20121003_2115(x64) | Autodesk.Revit.DB.FamilyInstance:OST_Doors:Geometry | n/a | 90 | 0 | 0
Door 1D22A-box-lowerleft | rich.mitrenga@autodesk.com | 2012-11-14T15:57:40 | box-lowerleft | Component | Door 1D22A | -49.5403 | 28.7945 | 0 | Autodesk Revit Architecture 2013 - 20121003_2115(x64) | Autodesk.Revit.DB.FamilyInstance:OST_Doors:Geometry | n/a | 0 | 0 | 0
Door 1D22A-box-upperright | rich.mitrenga@autodesk.com | 2012-11-14T15:57:40 | box-upperright | Component | Door 1D22A | -48.476 | 29.8615 | 2.21 | Autodesk Revit Architecture 2013 - 20121003_2115(x64) | Autodesk.Revit.DB.FamilyInstance:OST_Doors:Geometry | n/a | 0 | 0 | 0
Door 1D23-point | rich.mitrenga@autodesk.com | 2012-11-14T15:57:40 | point | Component | Door 1D23 | -47.7875 | 28.548 | 0 | Autodesk Revit Architecture 2013 - 20121003_2115(x64) | Autodesk.Revit.DB.FamilyInstance:OST_Doors:Geometry | n/a | 0 | 0 | 0
Door 1D23-box-lowerleft | rich.mitrenga@autodesk.com | 2012-11-14T15:57:40 | box-lowerleft | Component | Door 1D23 | -48.321 | 27.5707 | 0 | Autodesk Revit Architecture 2013 - 20121003_2115(x64) | Autodesk.Revit.DB.FamilyInstance:OST_Doors:Geometry | n/a | 0 | 0 | 0
Door 1D23-box-upperright | rich.mitrenga@autodesk.com | 2012-11-14T15:57:40 | box-upperright | Component | Door 1D23 | -47.254 | 28.635 | 2.21 | Autodesk Revit Architecture 2013 - 20121003_2115(x64) | Autodesk.Revit.DB.FamilyInstance:OST_Doors:Geometry | n/a | 0 | 0 | 0
Door 1D24-point | rich.mitrenga@autodesk.com | 2012-11-14T15:57:40 | point | Component | Door 1D24 | -43.8475 | 28.548 | 0 | Autodesk Revit Architecture 2013 - 20121003_2115(x64) | Autodesk.Revit.DB.FamilyInstance:OST_Doors:Geometry | n/a | 0 | 0 | 0
Door 1D24-box-lowerleft | rich.mitrenga@autodesk.com | 2012-11-14T15:57:40 | box-lowerleft | Component | Door 1D24 | -44.381 | 27.5707 | 0 | Autodesk Revit Architecture 2013 - 20121003_2115(x64) | Autodesk.Revit.DB.FamilyInstance:OST_Doors:Geometry | n/a | 0 | 0 | 0
Door 1D24-box-upperright | rich.mitrenga@autodesk.com | 2012-11-14T15:57:40 | box-upperright | Component | Door 1D24 | -43.314 | 28.635 | 2.21 | Autodesk Revit Architecture 2013 - 20121003_2115(x64) | Autodesk.Revit.DB.FamilyInstance:OST_Doors:Geometry | n/a | 0 | 0 | 0
Door 1D27-point | rich.mitrenga@autodesk.com | 2012-11-14T15:57:40 | point | Component | Door 1D27 | -42.6685 | 28.548 | 0 | Autodesk Revit Architecture 2013 - 20121003_2115(x64) | Autodesk.Revit.DB.FamilyInstance:OST_Doors:Geometry | n/a | 180 | 0 | 0
Door 1D27-box-lowerleft | rich.mitrenga@autodesk.com | 2012-11-14T15:57:40 | box-lowerleft | Component | Door 1D27 | -43.202 | 27.5707 | 0 | Autodesk Revit Architecture 2013 - 20121003_2115(x64) | Autodesk.Revit.DB.FamilyInstance:OST_Doors:Geometry | n/a | 0 | 0 | 0
Door 1D27-box-upperright | rich.mitrenga@autodesk.com | 2012-11-14T15:57:40 | box-upperright | Component | Door 1D27 | -42.135 | 28.635 | 2.21 | Autodesk Revit Architecture 2013 - 20121003_2115(x64) | Autodesk.Revit.DB.FamilyInstance:OST_Doors:Geometry | n/a | 0 | 0 | 0
Door 1D30-point | rich.mitrenga@autodesk.com | 2012-11-14T15:57:40 | point | Component | Door 1D30 | -38.658 | 26.525 | 0 | Autodesk Revit Architecture 2013 - 20121003_2115(x64) | Autodesk.Revit.DB.FamilyInstance:OST_Doors:Geometry | n/a | 90 | 0 | 0
Door 1D30-box-lowerleft | rich.mitrenga@autodesk.com | 2012-11-14T15:57:40 | box-lowerleft | Component | Door 1D30 | -38.745 | 25.9915 | 0 | Autodesk Revit Architecture 2013 - 20121003_2115(x64) | Autodesk.Revit.DB.FamilyInstance:OST_Doors:Geometry | n/a | 0 | 0 | 0
Door 1D30-box-upperright | rich.mitrenga@autodesk.com | 2012-11-14T15:57:40 | box-upperright | Component | Door 1D30 | -37.6807 | 27.0585 | 2.21 | Autodesk Revit Architecture 2013 - 20121003_2115(x64) | Autodesk.Revit.DB.FamilyInstance:OST_Doors:Geometry | n/a | 0 | 0 | 0
Door 1D33-point | rich.mitrenga@autodesk.com | 2012-11-14T15:57:40 | point | Component | Door 1D33 | -32.7625 | 28.548 | 0 | Autodesk Revit Architecture 2013 - 20121003_2115(x64) | Autodesk.Revit.DB.FamilyInstance:OST_Doors:Geometry | n/a | 180 | 0 | 0
Door 1D33-box-lowerleft | rich.mitrenga@autodesk.com | 2012-11-14T15:57:40 | box-lowerleft | Component | Door 1D33 | -33.296 | 27.5707 | 0 | Autodesk Revit Architecture 2013 - 20121003_2115(x64) | Autodesk.Revit.DB.FamilyInstance:OST_Doors:Geometry | n/a | 0 | 0 | 0
Door 1D33-box-upperright | rich.mitrenga@autodesk.com | 2012-11-14T15:57:40 | box-upperright | Component | Door 1D33 | -32.229 | 28.635 | 2.21 | Autodesk Revit Architecture 2013 - 20121003_2115(x64) | Autodesk.Revit.DB.FamilyInstance:OST_Doors:Geometry | n/a | 0 | 0 | 0
Door 1D31-point | rich.mitrenga@autodesk.com | 2012-11-14T15:57:40 | point | Component | Door 1D31 | -34.1515 | 24.502 | 0 | Autodesk Revit Architecture 2013 - 20121003_2115(x64) | Autodesk.Revit.DB.FamilyInstance:OST_Doors:Geometry | n/a | 0 | 0 | 0
Door 1D31-box-lowerleft | rich.mitrenga@autodesk.com | 2012-11-14T15:57:40 | box-lowerleft | Component | Door 1D31 | -34.685 | 24.415 | 0 | Autodesk Revit Architecture 2013 - 20121003_2115(x64) | Autodesk.Revit.DB.FamilyInstance:OST_Doors:Geometry | n/a | 0 | 0 | 0
Door 1D31-box-upperright | rich.mitrenga@autodesk.com | 2012-11-14T15:57:40 | box-upperright | Component | Door 1D31 | -33.618 | 25.4793 | 2.21 | Autodesk Revit Architecture 2013 - 20121003_2115(x64) | Autodesk.Revit.DB.FamilyInstance:OST_Doors:Geometry | n/a | 0 | 0 | 0
Door 1D33A-point | rich.mitrenga@autodesk.com | 2012-11-14T15:57:40 | point | Component | Door 1D33A | -32.9525 | 24.502 | 0 | Autodesk Revit Architecture 2013 - 20121003_2115(x64) | Autodesk.Revit.DB.FamilyInstance:OST_Doors:Geometry | n/a | 180 | 0 | 0
Door 1D33A-box-lowerleft | rich.mitrenga@autodesk.com | 2012-11-14T15:57:40 | box-lowerleft | Component | Door 1D33A | -33.486 | 24.415 | 0 | Autodesk Revit Architecture 2013 - 20121003_2115(x64) | Autodesk.Revit.DB.FamilyInstance:OST_Doors:Geometry | n/a | 0 | 0 | 0
Door 1D33A-box-upperright | rich.mitrenga@autodesk.com | 2012-11-14T15:57:40 | box-upperright | Component | Door 1D33A | -32.419 | 25.4793 | 2.21 | Autodesk Revit Architecture 2013 - 20121003_2115(x64) | Autodesk.Revit.DB.FamilyInstance:OST_Doors:Geometry | n/a | 0 | 0 | 0
Door 1D26-point | rich.mitrenga@autodesk.com | 2012-11-14T15:57:40 | point | Component | Door 1D26 | -40.492 | 23.1015 | 0 | Autodesk Revit Architecture 2013 - 20121003_2115(x64) | Autodesk.Revit.DB.FamilyInstance:OST_Doors:Geometry | n/a | 90 | 0 | 0
Door 1D26-box-lowerleft | rich.mitrenga@autodesk.com | 2012-11-14T15:57:40 | box-lowerleft | Component | Door 1D26 | -41.4693 | 22.568 | 0 | Autodesk Revit Architecture 2013 - 20121003_2115(x64) | Autodesk.Revit.DB.FamilyInstance:OST_Doors:Geometry | n/a | 0 | 0 | 0
Door 1D26-box-upperright | rich.mitrenga@autodesk.com | 2012-11-14T15:57:40 | box-upperright | Component | Door 1D26 | -40.405 | 23.635 | 2.21 | Autodesk Revit Architecture 2013 - 20121003_2115(x64) | Autodesk.Revit.DB.FamilyInstance:OST_Doors:Geometry | n/a | 0 | 0 | 0
Door 1D25-point | rich.mitrenga@autodesk.com | 2012-11-14T15:57:40 | point | Component | Door 1D25 | -40.492 | 21.9025 | 0 | Autodesk Revit Architecture 2013 - 20121003_2115(x64) | Autodesk.Revit.DB.FamilyInstance:OST_Doors:Geometry | n/a | 270 | 0 | 0
Door 1D25-box-lowerleft | rich.mitrenga@autodesk.com | 2012-11-14T15:57:40 | box-lowerleft | Component | Door 1D25 | -41.4693 | 21.369 | 0 | Autodesk Revit Architecture 2013 - 20121003_2115(x64) | Autodesk.Revit.DB.FamilyInstance:OST_Doors:Geometry | n/a | 0 | 0 | 0
Door 1D25-box-upperright | rich.mitrenga@autodesk.com | 2012-11-14T15:57:40 | box-upperright | Component | Door 1D25 | -40.405 | 22.436 | 2.21 | Autodesk Revit Architecture 2013 - 20121003_2115(x64) | Autodesk.Revit.DB.FamilyInstance:OST_Doors:Geometry | n/a | 0 | 0 | 0
Door 1D28-point | rich.mitrenga@autodesk.com | 2012-11-14T15:57:40 | point | Component | Door 1D28 | -36.1015 | 22.668 | 0 | Autodesk Revit Architecture 2013 - 20121003_2115(x64) | Autodesk.Revit.DB.FamilyInstance:OST_Doors:Geometry | n/a | 0 | 0 | 0
Door 1D28-box-lowerleft | rich.mitrenga@autodesk.com | 2012-11-14T15:57:40 | box-lowerleft | Component | Door 1D28 | -36.635 | 21.6907 | 0 | Autodesk Revit Architecture 2013 - 20121003_2115(x64) | Autodesk.Revit.DB.FamilyInstance:OST_Doors:Geometry | n/a | 0 | 0 | 0
Door 1D28-box-upperright | rich.mitrenga@autodesk.com | 2012-11-14T15:57:40 | box-upperright | Component | Door 1D28 | -35.568 | 22.755 | 2.21 | Autodesk Revit Architecture 2013 - 20121003_2115(x64) | Autodesk.Revit.DB.FamilyInstance:OST_Doors:Geometry | n/a | 0 | 0 | 0
Door 1D32-point | rich.mitrenga@autodesk.com | 2012-11-14T15:57:40 | point | Component | Door 1D32 | -34.9025 | 22.668 | 0 | Autodesk Revit Architecture 2013 - 20121003_2115(x64) | Autodesk.Revit.DB.FamilyInstance:OST_Doors:Geometry | n/a | 180 | 0 | 0
Door 1D32-box-lowerleft | rich.mitrenga@autodesk.com | 2012-11-14T15:57:40 | box-lowerleft | Component | Door 1D32 | -35.436 | 21.6907 | 0 | Autodesk Revit Architecture 2013 - 20121003_2115(x64) | Autodesk.Revit.DB.FamilyInstance:OST_Doors:Geometry | n/a | 0 | 0 | 0
Door 1D32-box-upperright | rich.mitrenga@autodesk.com | 2012-11-14T15:57:40 | box-upperright | Component | Door 1D32 | -34.369 | 22.755 | 2.21 | Autodesk Revit Architecture 2013 - 20121003_2115(x64) | Autodesk.Revit.DB.FamilyInstance:OST_Doors:Geometry | n/a | 0 | 0 | 0
Door 1D35-point | rich.mitrenga@autodesk.com | 2012-11-14T15:57:40 | point | Component | Door 1D35 | -27.8115 | 24.502 | 0 | Autodesk Revit Architecture 2013 - 20121003_2115(x64) | Autodesk.Revit.DB.FamilyInstance:OST_Doors:Geometry | n/a | 0 | 0 | 0
Door 1D35-box-lowerleft | rich.mitrenga@autodesk.com | 2012-11-14T15:57:40 | box-lowerleft | Component | Door 1D35 | -28.345 | 24.415 | 0 | Autodesk Revit Architecture 2013 - 20121003_2115(x64) | Autodesk.Revit.DB.FamilyInstance:OST_Doors:Geometry | n/a | 0 | 0 | 0
Door 1D35-box-upperright | rich.mitrenga@autodesk.com | 2012-11-14T15:57:40 | box-upperright | Component | Door 1D35 | -27.278 | 25.4793 | 2.21 | Autodesk Revit Architecture 2013 - 20121003_2115(x64) | Autodesk.Revit.DB.FamilyInstance:OST_Doors:Geometry | n/a | 0 | 0 | 0
Door 1D34-point | rich.mitrenga@autodesk.com | 2012-11-14T15:57:40 | point | Component | Door 1D34 | -29.7615 | 22.668 | 0 | Autodesk Revit Architecture 2013 - 20121003_2115(x64) | Autodesk.Revit.DB.FamilyInstance:OST_Doors:Geometry | n/a | 0 | 0 | 0
Door 1D34-box-lowerleft | rich.mitrenga@autodesk.com | 2012-11-14T15:57:40 | box-lowerleft | Component | Door 1D34 | -30.295 | 21.6907 | 0 | Autodesk Revit Architecture 2013 - 20121003_2115(x64) | Autodesk.Revit.DB.FamilyInstance:OST_Doors:Geometry | n/a | 0 | 0 | 0
Door 1D34-box-upperright | rich.mitrenga@autodesk.com | 2012-11-14T15:57:40 | box-upperright | Component | Door 1D34 | -29.228 | 22.755 | 2.21 | Autodesk Revit Architecture 2013 - 20121003_2115(x64) | Autodesk.Revit.DB.FamilyInstance:OST_Doors:Geometry | n/a | 0 | 0 | 0
Door 1D36-point | rich.mitrenga@autodesk.com | 2012-11-14T15:57:40 | point | Component | Door 1D36 | -28.5625 | 22.668 | 0 | Autodesk Revit Architecture 2013 - 20121003_2115(x64) | Autodesk.Revit.DB.FamilyInstance:OST_Doors:Geometry | n/a | 180 | 0 | 0
Door 1D36-box-lowerleft | rich.mitrenga@autodesk.com | 2012-11-14T15:57:40 | box-lowerleft | Component | Door 1D36 | -29.096 | 21.6907 | 0 | Autodesk Revit Architecture 2013 - 20121003_2115(x64) | Autodesk.Revit.DB.FamilyInstance:OST_Doors:Geometry | n/a | 0 | 0 | 0
Door 1D36-box-upperright | rich.mitrenga@autodesk.com | 2012-11-14T15:57:40 | box-upperright | Component | Door 1D36 | -28.029 | 22.755 | 2.21 | Autodesk Revit Architecture 2013 - 20121003_2115(x64) | Autodesk.Revit.DB.FamilyInstance:OST_Doors:Geometry | n/a | 0 | 0 | 0
Door 1D38-point | rich.mitrenga@autodesk.com | 2012-11-14T15:57:40 | point | Component | Door 1D38 | -25.3925 | 22.668 | 0 | Autodesk Revit Architecture 2013 - 20121003_2115(x64) | Autodesk.Revit.DB.FamilyInstance:OST_Doors:Geometry | n/a | 180 | 0 | 0
Door 1D38-box-lowerleft | rich.mitrenga@autodesk.com | 2012-11-14T15:57:40 | box-lowerleft | Component | Door 1D38 | -25.926 | 21.6907 | 0 | Autodesk Revit Architecture 2013 - 20121003_2115(x64) | Autodesk.Revit.DB.FamilyInstance:OST_Doors:Geometry | n/a | 0 | 0 | 0
Door 1D38-box-upperright | rich.mitrenga@autodesk.com | 2012-11-14T15:57:40 | box-upperright | Component | Door 1D38 | -24.859 | 22.755 | 2.21 | Autodesk Revit Architecture 2013 - 20121003_2115(x64) | Autodesk.Revit.DB.FamilyInstance:OST_Doors:Geometry | n/a | 0 | 0 | 0
Door 1D40-point | rich.mitrenga@autodesk.com | 2012-11-14T15:57:40 | point | Component | Door 1D40 | -24.308 | 26.3235 | 0 | Autodesk Revit Architecture 2013 - 20121003_2115(x64) | Autodesk.Revit.DB.FamilyInstance:OST_Doors:Geometry | n/a | 90 | 0 | 0
Door 1D40-box-lowerleft | rich.mitrenga@autodesk.com | 2012-11-14T15:57:40 | box-lowerleft | Component | Door 1D40 | -24.395 | 25.79 | 0 | Autodesk Revit Architecture 2013 - 20121003_2115(x64) | Autodesk.Revit.DB.FamilyInstance:OST_Doors:Geometry | n/a | 0 | 0 | 0
Door 1D40-box-upperright | rich.mitrenga@autodesk.com | 2012-11-14T15:57:40 | box-upperright | Component | Door 1D40 | -23.3307 | 26.857 | 2.21 | Autodesk Revit Architecture 2013 - 20121003_2115(x64) | Autodesk.Revit.DB.FamilyInstance:OST_Doors:Geometry | n/a | 0 | 0 | 0
Door 1B13-point | rich.mitrenga@autodesk.com | 2012-11-14T15:57:40 | point | Component | Door 1B13 | -9.352 | 26.5975 | 0 | Autodesk Revit Architecture 2013 - 20121003_2115(x64) | Autodesk.Revit.DB.FamilyInstance:OST_Doors:Geometry | n/a | 90 | 0 | 0
Door 1B13-box-lowerleft | rich.mitrenga@autodesk.com | 2012-11-14T15:57:40 | box-lowerleft | Component | Door 1B13 | -10.3292 | 26.064 | 0 | Autodesk Revit Architecture 2013 - 20121003_2115(x64) | Autodesk.Revit.DB.FamilyInstance:OST_Doors:Geometry | n/a | 0 | 0 | 0
Door 1B13-box-upperright | rich.mitrenga@autodesk.com | 2012-11-14T15:57:40 | box-upperright | Component | Door 1B13 | -9.265 | 27.131 | 2.21 | Autodesk Revit Architecture 2013 - 20121003_2115(x64) | Autodesk.Revit.DB.FamilyInstance:OST_Doors:Geometry | n/a | 0 | 0 | 0
Door 1B15-point | rich.mitrenga@autodesk.com | 2012-11-14T15:57:40 | point | Component | Door 1B15 | -9.352 | 25.3985 | 0 | Autodesk Revit Architecture 2013 - 20121003_2115(x64) | Autodesk.Revit.DB.FamilyInstance:OST_Doors:Geometry | n/a | 270 | 0 | 0
Door 1B15-box-lowerleft | rich.mitrenga@autodesk.com | 2012-11-14T15:57:40 | box-lowerleft | Component | Door 1B15 | -10.3292 | 24.865 | 0 | Autodesk Revit Architecture 2013 - 20121003_2115(x64) | Autodesk.Revit.DB.FamilyInstance:OST_Doors:Geometry | n/a | 0 | 0 | 0
Door 1B15-box-upperright | rich.mitrenga@autodesk.com | 2012-11-14T15:57:40 | box-upperright | Component | Door 1B15 | -9.265 | 25.932 | 2.21 | Autodesk Revit Architecture 2013 - 20121003_2115(x64) | Autodesk.Revit.DB.FamilyInstance:OST_Doors:Geometry | n/a | 0 | 0 | 0
Door 1BC2-point | rich.mitrenga@autodesk.com | 2012-11-14T15:57:40 | point | Component | Door 1BC2 | -8.1375 | 27.582 | 0 | Autodesk Revit Architecture 2013 - 20121003_2115(x64) | Autodesk.Revit.DB.FamilyInstance:OST_Doors:Geometry | n/a | 0 | 0 | 0
Door 1BC2-box-lowerleft | rich.mitrenga@autodesk.com | 2012-11-14T15:57:40 | box-lowerleft | Component | Door 1BC2 | -8.671 | 27.495 | 0 | Autodesk Revit Architecture 2013 - 20121003_2115(x64) | Autodesk.Revit.DB.FamilyInstance:OST_Doors:Geometry | n/a | 0 | 0 | 0
Door 1BC2-box-upperright | rich.mitrenga@autodesk.com | 2012-11-14T15:57:40 | box-upperright | Component | Door 1BC2 | -7.604 | 28.5593 | 2.21 | Autodesk Revit Architecture 2013 - 20121003_2115(x64) | Autodesk.Revit.DB.FamilyInstance:OST_Doors:Geometry | n/a | 0 | 0 | 0
Door 1B01-point | rich.mitrenga@autodesk.com | 2012-11-14T15:57:40 | point | Component | Door 1B01 | -3.732 | 26.5815 | 0 | Autodesk Revit Architecture 2013 - 20121003_2115(x64) | Autodesk.Revit.DB.FamilyInstance:OST_Doors:Geometry | n/a | 90 | 0 | 0
Door 1B01-box-lowerleft | rich.mitrenga@autodesk.com | 2012-11-14T15:57:40 | box-lowerleft | Component | Door 1B01 | -4.7092 | 26.048 | 0 | Autodesk Revit Architecture 2013 - 20121003_2115(x64) | Autodesk.Revit.DB.FamilyInstance:OST_Doors:Geometry | n/a | 0 | 0 | 0
Door 1B01-box-upperright | rich.mitrenga@autodesk.com | 2012-11-14T15:57:40 | box-upperright | Component | Door 1B01 | -3.645 | 27.115 | 2.21 | Autodesk Revit Architecture 2013 - 20121003_2115(x64) | Autodesk.Revit.DB.FamilyInstance:OST_Doors:Geometry | n/a | 0 | 0 | 0
Door 1B03-point | rich.mitrenga@autodesk.com | 2012-11-14T15:57:40 | point | Component | Door 1B03 | -3.732 | 25.3825 | 0 | Autodesk Revit Architecture 2013 - 20121003_2115(x64) | Autodesk.Revit.DB.FamilyInstance:OST_Doors:Geometry | n/a | 270 | 0 | 0
Door 1B03-box-lowerleft | rich.mitrenga@autodesk.com | 2012-11-14T15:57:40 | box-lowerleft | Component | Door 1B03 | -4.7092 | 24.849 | 0 | Autodesk Revit Architecture 2013 - 20121003_2115(x64) | Autodesk.Revit.DB.FamilyInstance:OST_Doors:Geometry | n/a | 0 | 0 | 0
Door 1B03-box-upperright | rich.mitrenga@autodesk.com | 2012-11-14T15:57:40 | box-upperright | Component | Door 1B03 | -3.645 | 25.916 | 2.21 | Autodesk Revit Architecture 2013 - 20121003_2115(x64) | Autodesk.Revit.DB.FamilyInstance:OST_Doors:Geometry | n/a | 0 | 0 | 0
Door 1BC1-point | rich.mitrenga@autodesk.com | 2012-11-14T15:57:40 | point | Component | Door 1BC1 | -2.5175 | 27.582 | 0 | Autodesk Revit Architecture 2013 - 20121003_2115(x64) | Autodesk.Revit.DB.FamilyInstance:OST_Doors:Geometry | n/a | 0 | 0 | 0
Door 1BC1-box-lowerleft | rich.mitrenga@autodesk.com | 2012-11-14T15:57:40 | box-lowerleft | Component | Door 1BC1 | -3.051 | 27.495 | 0 | Autodesk Revit Architecture 2013 - 20121003_2115(x64) | Autodesk.Revit.DB.FamilyInstance:OST_Doors:Geometry | n/a | 0 | 0 | 0
Door 1BC1-box-upperright | rich.mitrenga@autodesk.com | 2012-11-14T15:57:40 | box-upperright | Component | Door 1BC1 | -1.984 | 28.5593 | 2.21 | Autodesk Revit Architecture 2013 - 20121003_2115(x64) | Autodesk.Revit.DB.FamilyInstance:OST_Doors:Geometry | n/a | 0 | 0 | 0
Door 1B02-point | rich.mitrenga@autodesk.com | 2012-11-14T15:57:40 | point | Component | Door 1B02 | -1.898 | 25.9475 | 0 | Autodesk Revit Architecture 2013 - 20121003_2115(x64) | Autodesk.Revit.DB.FamilyInstance:OST_Doors:Geometry | n/a | 90 | 0 | 0
Door 1B02-box-lowerleft | rich.mitrenga@autodesk.com | 2012-11-14T15:57:40 | box-lowerleft | Component | Door 1B02 | -1.985 | 25.414 | 0 | Autodesk Revit Architecture 2013 - 20121003_2115(x64) | Autodesk.Revit.DB.FamilyInstance:OST_Doors:Geometry | n/a | 0 | 0 | 0
Door 1B02-box-upperright | rich.mitrenga@autodesk.com | 2012-11-14T15:57:40 | box-upperright | Component | Door 1B02 | -0.9207 | 26.481 | 2.21 | Autodesk Revit Architecture 2013 - 20121003_2115(x64) | Autodesk.Revit.DB.FamilyInstance:OST_Doors:Geometry | n/a | 0 | 0 | 0
Door 1B04-point | rich.mitrenga@autodesk.com | 2012-11-14T15:57:40 | point | Component | Door 1B04 | -3.1125 | 24.478 | 0 | Autodesk Revit Architecture 2013 - 20121003_2115(x64) | Autodesk.Revit.DB.FamilyInstance:OST_Doors:Geometry | n/a | 180 | 0 | 0
Door 1B04-box-lowerleft | rich.mitrenga@autodesk.com | 2012-11-14T15:57:40 | box-lowerleft | Component | Door 1B04 | -3.646 | 23.5007 | 0 | Autodesk Revit Architecture 2013 - 20121003_2115(x64) | Autodesk.Revit.DB.FamilyInstance:OST_Doors:Geometry | n/a | 0 | 0 | 0
Door 1B04-box-upperright | rich.mitrenga@autodesk.com | 2012-11-14T15:57:40 | box-upperright | Component | Door 1B04 | -2.579 | 24.565 | 2.21 | Autodesk Revit Architecture 2013 - 20121003_2115(x64) | Autodesk.Revit.DB.FamilyInstance:OST_Doors:Geometry | n/a | 0 | 0 | 0
Door 1B05-point | rich.mitrenga@autodesk.com | 2012-11-14T15:57:40 | point | Component | Door 1B05 | -7.518 | 22.1275 | 0 | Autodesk Revit Architecture 2013 - 20121003_2115(x64) | Autodesk.Revit.DB.FamilyInstance:OST_Doors:Geometry | n/a | 90 | 0 | 0
Door 1B05-box-lowerleft | rich.mitrenga@autodesk.com | 2012-11-14T15:57:40 | box-lowerleft | Component | Door 1B05 | -7.605 | 21.594 | 0 | Autodesk Revit Architecture 2013 - 20121003_2115(x64) | Autodesk.Revit.DB.FamilyInstance:OST_Doors:Geometry | n/a | 0 | 0 | 0
Door 1B05-box-upperright | rich.mitrenga@autodesk.com | 2012-11-14T15:57:40 | box-upperright | Component | Door 1B05 | -6.5407 | 22.661 | 2.21 | Autodesk Revit Architecture 2013 - 20121003_2115(x64) | Autodesk.Revit.DB.FamilyInstance:OST_Doors:Geometry | n/a | 0 | 0 | 0
Door 1B07-point | rich.mitrenga@autodesk.com | 2012-11-14T15:57:40 | point | Component | Door 1B07 | -7.518 | 20.4715 | 0 | Autodesk Revit Architecture 2013 - 20121003_2115(x64) | Autodesk.Revit.DB.FamilyInstance:OST_Doors:Geometry | n/a | 90 | 0 | 0
Door 1B07-box-lowerleft | rich.mitrenga@autodesk.com | 2012-11-14T15:57:40 | box-lowerleft | Component | Door 1B07 | -7.605 | 19.938 | 0 | Autodesk Revit Architecture 2013 - 20121003_2115(x64) | Autodesk.Revit.DB.FamilyInstance:OST_Doors:Geometry | n/a | 0 | 0 | 0
Door 1B07-box-upperright | rich.mitrenga@autodesk.com | 2012-11-14T15:57:40 | box-upperright | Component | Door 1B07 | -6.5407 | 21.005 | 2.21 | Autodesk Revit Architecture 2013 - 20121003_2115(x64) | Autodesk.Revit.DB.FamilyInstance:OST_Doors:Geometry | n/a | 0 | 0 | 0
Door 1B09-point | rich.mitrenga@autodesk.com | 2012-11-14T15:57:40 | point | Component | Door 1B09 | -7.112 | 19.335 | 0 | Autodesk Revit Architecture 2013 - 20121003_2115(x64) | Autodesk.Revit.DB.FamilyInstance:OST_Doors:Geometry | n/a | 270 | 0 | 0
Door 1B09-box-lowerleft | rich.mitrenga@autodesk.com | 2012-11-14T15:57:40 | box-lowerleft | Component | Door 1B09 | -7.199 | 18.8015 | 0 | Autodesk Revit Architecture 2013 - 20121003_2115(x64) | Autodesk.Revit.DB.FamilyInstance:OST_Doors:Geometry | n/a | 0 | 0 | 0
Door 1B09-box-upperright | rich.mitrenga@autodesk.com | 2012-11-14T15:57:40 | box-upperright | Component | Door 1B09 | -6.1347 | 19.8685 | 2.21 | Autodesk Revit Architecture 2013 - 20121003_2115(x64) | Autodesk.Revit.DB.FamilyInstance:OST_Doors:Geometry | n/a | 0 | 0 | 0
Door 14B11-point | rich.mitrenga@autodesk.com | 2012-11-14T15:57:40 | point | Component | Door 14B11 | -5.3615 | 15.902 | 0 | Autodesk Revit Architecture 2013 - 20121003_2115(x64) | Autodesk.Revit.DB.FamilyInstance:OST_Doors:Geometry | n/a | 0 | 0 | 0
Door 14B11-box-lowerleft | rich.mitrenga@autodesk.com | 2012-11-14T15:57:40 | box-lowerleft | Component | Door 14B11 | -5.895 | 15.815 | 0 | Autodesk Revit Architecture 2013 - 20121003_2115(x64) | Autodesk.Revit.DB.FamilyInstance:OST_Doors:Geometry | n/a | 0 | 0 | 0
Door 14B11-box-upperright | rich.mitrenga@autodesk.com | 2012-11-14T15:57:40 | box-upperright | Component | Door 14B11 | -4.828 | 16.8793 | 2.21 | Autodesk Revit Architecture 2013 - 20121003_2115(x64) | Autodesk.Revit.DB.FamilyInstance:OST_Doors:Geometry | n/a | 0 | 0 | 0
Door 1B06-point | rich.mitrenga@autodesk.com | 2012-11-14T15:57:40 | point | Component | Door 1B06 | -1.8325 | 14.068 | 0 | Autodesk Revit Architecture 2013 - 20121003_2115(x64) | Autodesk.Revit.DB.FamilyInstance:OST_Doors:Geometry | n/a | 180 | 0 | 0
Door 1B06-box-lowerleft | rich.mitrenga@autodesk.com | 2012-11-14T15:57:40 | box-lowerleft | Component | Door 1B06 | -2.366 | 13.0907 | 0 | Autodesk Revit Architecture 2013 - 20121003_2115(x64) | Autodesk.Revit.DB.FamilyInstance:OST_Doors:Geometry | n/a | 0 | 0 | 0
Door 1B06-box-upperright | rich.mitrenga@autodesk.com | 2012-11-14T15:57:40 | box-upperright | Component | Door 1B06 | -1.299 | 14.155 | 2.21 | Autodesk Revit Architecture 2013 - 20121003_2115(x64) | Autodesk.Revit.DB.FamilyInstance:OST_Doors:Geometry | n/a | 0 | 0 | 0
Door 1B08-point | rich.mitrenga@autodesk.com | 2012-11-14T15:57:40 | point | Component | Door 1B08 | -4.3885 | 14.068 | 0 | Autodesk Revit Architecture 2013 - 20121003_2115(x64) | Autodesk.Revit.DB.FamilyInstance:OST_Doors:Geometry | n/a | 180 | 0 | 0
Door 1B08-box-lowerleft | rich.mitrenga@autodesk.com | 2012-11-14T15:57:40 | box-lowerleft | Component | Door 1B08 | -4.922 | 13.0907 | 0 | Autodesk Revit Architecture 2013 - 20121003_2115(x64) | Autodesk.Revit.DB.FamilyInstance:OST_Doors:Geometry | n/a | 0 | 0 | 0
Door 1B08-box-upperright | rich.mitrenga@autodesk.com | 2012-11-14T15:57:40 | box-upperright | Component | Door 1B08 | -3.855 | 14.155 | 2.21 | Autodesk Revit Architecture 2013 - 20121003_2115(x64) | Autodesk.Revit.DB.FamilyInstance:OST_Doors:Geometry | n/a | 0 | 0 | 0
Door 1B10-point | rich.mitrenga@autodesk.com | 2012-11-14T15:57:40 | point | Component | Door 1B10 | -5.5875 | 14.068 | 0 | Autodesk Revit Architecture 2013 - 20121003_2115(x64) | Autodesk.Revit.DB.FamilyInstance:OST_Doors:Geometry | n/a | 0 | 0 | 0
Door 1B10-box-lowerleft | rich.mitrenga@autodesk.com | 2012-11-14T15:57:40 | box-lowerleft | Component | Door 1B10 | -6.121 | 13.0907 | 0 | Autodesk Revit Architecture 2013 - 20121003_2115(x64) | Autodesk.Revit.DB.FamilyInstance:OST_Doors:Geometry | n/a | 0 | 0 | 0
Door 1B10-box-upperright | rich.mitrenga@autodesk.com | 2012-11-14T15:57:40 | box-upperright | Component | Door 1B10 | -5.054 | 14.155 | 2.21 | Autodesk Revit Architecture 2013 - 20121003_2115(x64) | Autodesk.Revit.DB.FamilyInstance:OST_Doors:Geometry | n/a | 0 | 0 | 0
Door 1B04A-point | rich.mitrenga@autodesk.com | 2012-11-14T15:57:40 | point | Component | Door 1B04A | -6.518 | 14.6875 | 0 | Autodesk Revit Architecture 2013 - 20121003_2115(x64) | Autodesk.Revit.DB.FamilyInstance:OST_Doors:Geometry | n/a | 90 | 0 | 0
Door 1B04A-box-lowerleft | rich.mitrenga@autodesk.com | 2012-11-14T15:57:40 | box-lowerleft | Component | Door 1B04A | -7.4952 | 14.154 | 0 | Autodesk Revit Architecture 2013 - 20121003_2115(x64) | Autodesk.Revit.DB.FamilyInstance:OST_Doors:Geometry | n/a | 0 | 0 | 0
Door 1B04A-box-upperright | rich.mitrenga@autodesk.com | 2012-11-14T15:57:40 | box-upperright | Component | Door 1B04A | -6.431 | 15.221 | 2.21 | Autodesk Revit Architecture 2013 - 20121003_2115(x64) | Autodesk.Revit.DB.FamilyInstance:OST_Doors:Geometry | n/a | 0 | 0 | 0
Door 1B12-point | rich.mitrenga@autodesk.com | 2012-11-14T15:57:40 | point | Component | Door 1B12 | -8.1375 | 12.718 | 0 | Autodesk Revit Architecture 2013 - 20121003_2115(x64) | Autodesk.Revit.DB.FamilyInstance:OST_Doors:Geometry | n/a | 0 | 0 | 0
Door 1B12-box-lowerleft | rich.mitrenga@autodesk.com | 2012-11-14T15:57:40 | box-lowerleft | Component | Door 1B12 | -8.671 | 12.631 | 0 | Autodesk Revit Architecture 2013 - 20121003_2115(x64) | Autodesk.Revit.DB.FamilyInstance:OST_Doors:Geometry | n/a | 0 | 0 | 0
Door 1B12-box-upperright | rich.mitrenga@autodesk.com | 2012-11-14T15:57:40 | box-upperright | Component | Door 1B12 | -7.604 | 13.6953 | 2.21 | Autodesk Revit Architecture 2013 - 20121003_2115(x64) | Autodesk.Revit.DB.FamilyInstance:OST_Doors:Geometry | n/a | 0 | 0 | 0
Door 1B14-point | rich.mitrenga@autodesk.com | 2012-11-14T15:57:40 | point | Component | Door 1B14 | -9.4315 | 12.718 | 0 | Autodesk Revit Architecture 2013 - 20121003_2115(x64) | Autodesk.Revit.DB.FamilyInstance:OST_Doors:Geometry | n/a | 0 | 0 | 0
Door 1B14-box-lowerleft | rich.mitrenga@autodesk.com | 2012-11-14T15:57:40 | box-lowerleft | Component | Door 1B14 | -9.965 | 11.7407 | 0 | Autodesk Revit Architecture 2013 - 20121003_2115(x64) | Autodesk.Revit.DB.FamilyInstance:OST_Doors:Geometry | n/a | 0 | 0 | 0
Door 1B14-box-upperright | rich.mitrenga@autodesk.com | 2012-11-14T15:57:40 | box-upperright | Component | Door 1B14 | -8.898 | 12.805 | 2.21 | Autodesk Revit Architecture 2013 - 20121003_2115(x64) | Autodesk.Revit.DB.FamilyInstance:OST_Doors:Geometry | n/a | 0 | 0 | 0
Door 1B16-point | rich.mitrenga@autodesk.com | 2012-11-14T15:57:40 | point | Component | Door 1B16 | -10.8515 | 12.718 | 0 | Autodesk Revit Architecture 2013 - 20121003_2115(x64) | Autodesk.Revit.DB.FamilyInstance:OST_Doors:Geometry | n/a | 180 | 0 | 0
Door 1B16-box-lowerleft | rich.mitrenga@autodesk.com | 2012-11-14T15:57:40 | box-lowerleft | Component | Door 1B16 | -11.385 | 12.631 | 0 | Autodesk Revit Architecture 2013 - 20121003_2115(x64) | Autodesk.Revit.DB.FamilyInstance:OST_Doors:Geometry | n/a | 0 | 0 | 0
Door 1B16-box-upperright | rich.mitrenga@autodesk.com | 2012-11-14T15:57:40 | box-upperright | Component | Door 1B16 | -10.318 | 13.6953 | 2.21 | Autodesk Revit Architecture 2013 - 20121003_2115(x64) | Autodesk.Revit.DB.FamilyInstance:OST_Doors:Geometry | n/a | 0 | 0 | 0
Door 1BC3-point | rich.mitrenga@autodesk.com | 2012-11-14T15:57:40 | point | Component | Door 1BC3 | -16.618 | 13.89 | 0 | Autodesk Revit Architecture 2013 - 20121003_2115(x64) | Autodesk.Revit.DB.FamilyInstance:OST_Doors:Geometry | n/a | 270 | 0 | 0
Door 1BC3-box-lowerleft | rich.mitrenga@autodesk.com | 2012-11-14T15:57:40 | box-lowerleft | Component | Door 1BC3 | -17.6804 | 13.314 | 0 | Autodesk Revit Architecture 2013 - 20121003_2115(x64) | Autodesk.Revit.DB.FamilyInstance:OST_Doors:Geometry | n/a | 0 | 0 | 0
Door 1BC3-box-upperright | rich.mitrenga@autodesk.com | 2012-11-14T15:57:40 | box-upperright | Component | Door 1BC3 | -16.531 | 14.466 | 2.21 | Autodesk Revit Architecture 2013 - 20121003_2115(x64) | Autodesk.Revit.DB.FamilyInstance:OST_Doors:Geometry | n/a | 0 | 0 | 0
Door 1BS2-point | rich.mitrenga@autodesk.com | 2012-11-14T15:57:40 | point | Component | Door 1BS2 | -17.768 | 12.1185 | 0 | Autodesk Revit Architecture 2013 - 20121003_2115(x64) | Autodesk.Revit.DB.FamilyInstance:OST_Doors:Geometry | n/a | 270 | 0 | 0
Door 1BS2-box-lowerleft | rich.mitrenga@autodesk.com | 2012-11-14T15:57:40 | box-lowerleft | Component | Door 1BS2 | -17.855 | 11.585 | 0 | Autodesk Revit Architecture 2013 - 20121003_2115(x64) | Autodesk.Revit.DB.FamilyInstance:OST_Doors:Geometry | n/a | 0 | 0 | 0
Door 1BS2-box-upperright | rich.mitrenga@autodesk.com | 2012-11-14T15:57:40 | box-upperright | Component | Door 1BS2 | -16.7907 | 12.652 | 2.21 | Autodesk Revit Architecture 2013 - 20121003_2115(x64) | Autodesk.Revit.DB.FamilyInstance:OST_Doors:Geometry | n/a | 0 | 0 | 0
Door 1B19-point | rich.mitrenga@autodesk.com | 2012-11-14T15:57:40 | point | Component | Door 1B19 | -9.352 | 18.8106 | 0 | Autodesk Revit Architecture 2013 - 20121003_2115(x64) | Autodesk.Revit.DB.FamilyInstance:OST_Doors:Geometry | n/a | 270 | 0 | 0
Door 1B19-box-lowerleft | rich.mitrenga@autodesk.com | 2012-11-14T15:57:40 | box-lowerleft | Component | Door 1B19 | -10.6346 | 18.1246 | 0 | Autodesk Revit Architecture 2013 - 20121003_2115(x64) | Autodesk.Revit.DB.FamilyInstance:OST_Doors:Geometry | n/a | 0 | 0 | 0
Door 1B19-box-upperright | rich.mitrenga@autodesk.com | 2012-11-14T15:57:40 | box-upperright | Component | Door 1B19 | -9.265 | 19.4966 | 2.21 | Autodesk Revit Architecture 2013 - 20121003_2115(x64) | Autodesk.Revit.DB.FamilyInstance:OST_Doors:Geometry | n/a | 0 | 0 | 0
Door 1B17-point | rich.mitrenga@autodesk.com | 2012-11-14T15:57:40 | point | Component | Door 1B17 | -9.352 | 21.9425 | 0 | Autodesk Revit Architecture 2013 - 20121003_2115(x64) | Autodesk.Revit.DB.FamilyInstance:OST_Doors:Geometry | n/a | 90 | 0 | 0
Door 1B17-box-lowerleft | rich.mitrenga@autodesk.com | 2012-11-14T15:57:40 | box-lowerleft | Component | Door 1B17 | -10.3292 | 21.409 | 0 | Autodesk Revit Architecture 2013 - 20121003_2115(x64) | Autodesk.Revit.DB.FamilyInstance:OST_Doors:Geometry | n/a | 0 | 0 | 0
Door 1B17-box-upperright | rich.mitrenga@autodesk.com | 2012-11-14T15:57:40 | box-upperright | Component | Door 1B17 | -9.265 | 22.476 | 2.21 | Autodesk Revit Architecture 2013 - 20121003_2115(x64) | Autodesk.Revit.DB.FamilyInstance:OST_Doors:Geometry | n/a | 0 | 0 | 0
Door 1B23-point | rich.mitrenga@autodesk.com | 2012-11-14T15:57:40 | point | Component | Door 1B23 | -17.768 | 15.1115 | 0 | Autodesk Revit Architecture 2013 - 20121003_2115(x64) | Autodesk.Revit.DB.FamilyInstance:OST_Doors:Geometry | n/a | 90 | 0 | 0
Door 1B23-box-lowerleft | rich.mitrenga@autodesk.com | 2012-11-14T15:57:40 | box-lowerleft | Component | Door 1B23 | -17.855 | 14.578 | 0 | Autodesk Revit Architecture 2013 - 20121003_2115(x64) | Autodesk.Revit.DB.FamilyInstance:OST_Doors:Geometry | n/a | 0 | 0 | 0
Door 1B23-box-upperright | rich.mitrenga@autodesk.com | 2012-11-14T15:57:40 | box-upperright | Component | Door 1B23 | -16.7907 | 15.645 | 2.21 | Autodesk Revit Architecture 2013 - 20121003_2115(x64) | Autodesk.Revit.DB.FamilyInstance:OST_Doors:Geometry | n/a | 0 | 0 | 0
Door 1B21-point | rich.mitrenga@autodesk.com | 2012-11-14T15:57:40 | point | Component | Door 1B21 | -17.768 | 19.3015 | 0 | Autodesk Revit Architecture 2013 - 20121003_2115(x64) | Autodesk.Revit.DB.FamilyInstance:OST_Doors:Geometry | n/a | 90 | 0 | 0
Door 1B21-box-lowerleft | rich.mitrenga@autodesk.com | 2012-11-14T15:57:40 | box-lowerleft | Component | Door 1B21 | -17.855 | 18.768 | 0 | Autodesk Revit Architecture 2013 - 20121003_2115(x64) | Autodesk.Revit.DB.FamilyInstance:OST_Doors:Geometry | n/a | 0 | 0 | 0
Door 1B21-box-upperright | rich.mitrenga@autodesk.com | 2012-11-14T15:57:40 | box-upperright | Component | Door 1B21 | -16.7907 | 19.835 | 2.21 | Autodesk Revit Architecture 2013 - 20121003_2115(x64) | Autodesk.Revit.DB.FamilyInstance:OST_Doors:Geometry | n/a | 0 | 0 | 0
Door 1BC4-point | rich.mitrenga@autodesk.com | 2012-11-14T15:57:40 | point | Component | Door 1BC4 | -19.2725 | 25.7454 | 0 | Autodesk Revit Architecture 2013 - 20121003_2115(x64) | Autodesk.Revit.DB.FamilyInstance:OST_Doors:Geometry | n/a | 180 | 0 | 0
Door 1BC4-box-lowerleft | rich.mitrenga@autodesk.com | 2012-11-14T15:57:40 | box-lowerleft | Component | Door 1BC4 | -19.806 | 24.7681 | 0 | Autodesk Revit Architecture 2013 - 20121003_2115(x64) | Autodesk.Revit.DB.FamilyInstance:OST_Doors:Geometry | n/a | 0 | 0 | 0
Door 1BC4-box-upperright | rich.mitrenga@autodesk.com | 2012-11-14T15:57:40 | box-upperright | Component | Door 1BC4 | -18.739 | 25.8324 | 2.21 | Autodesk Revit Architecture 2013 - 20121003_2115(x64) | Autodesk.Revit.DB.FamilyInstance:OST_Doors:Geometry | n/a | 0 | 0 | 0
Door 1E02-point | rich.mitrenga@autodesk.com | 2012-11-14T15:57:40 | point | Component | Door 1E02 | -19.892 | 15.9115 | 0 | Autodesk Revit Architecture 2013 - 20121003_2115(x64) | Autodesk.Revit.DB.FamilyInstance:OST_Doors:Geometry | n/a | 90 | 0 | 0
Door 1E02-box-lowerleft | rich.mitrenga@autodesk.com | 2012-11-14T15:57:40 | box-lowerleft | Component | Door 1E02 | -20.8693 | 15.378 | 0 | Autodesk Revit Architecture 2013 - 20121003_2115(x64) | Autodesk.Revit.DB.FamilyInstance:OST_Doors:Geometry | n/a | 0 | 0 | 0
Door 1E02-box-upperright | rich.mitrenga@autodesk.com | 2012-11-14T15:57:40 | box-upperright | Component | Door 1E02 | -19.805 | 16.445 | 2.21 | Autodesk Revit Architecture 2013 - 20121003_2115(x64) | Autodesk.Revit.DB.FamilyInstance:OST_Doors:Geometry | n/a | 0 | 0 | 0
Door 1E01-point | rich.mitrenga@autodesk.com | 2012-11-14T15:57:40 | point | Component | Door 1E01 | -22.2285 | 12.042 | 0 | Autodesk Revit Architecture 2013 - 20121003_2115(x64) | Autodesk.Revit.DB.FamilyInstance:OST_Doors:Geometry | n/a | 180 | 0 | 0
Door 1E01-box-lowerleft | rich.mitrenga@autodesk.com | 2012-11-14T15:57:40 | box-lowerleft | Component | Door 1E01 | -22.762 | 11.955 | 0 | Autodesk Revit Architecture 2013 - 20121003_2115(x64) | Autodesk.Revit.DB.FamilyInstance:OST_Doors:Geometry | n/a | 0 | 0 | 0
Door 1E01-box-upperright | rich.mitrenga@autodesk.com | 2012-11-14T15:57:40 | box-upperright | Component | Door 1E01 | -21.695 | 13.0193 | 2.21 | Autodesk Revit Architecture 2013 - 20121003_2115(x64) | Autodesk.Revit.DB.FamilyInstance:OST_Doors:Geometry | n/a | 0 | 0 | 0
Door 1E04-point | rich.mitrenga@autodesk.com | 2012-11-14T15:57:40 | point | Component | Door 1E04 | -23.4675 | 12.042 | 0 | Autodesk Revit Architecture 2013 - 20121003_2115(x64) | Autodesk.Revit.DB.FamilyInstance:OST_Doors:Geometry | n/a | 0 | 0 | 0
Door 1E04-box-lowerleft | rich.mitrenga@autodesk.com | 2012-11-14T15:57:40 | box-lowerleft | Component | Door 1E04 | -24.001 | 11.955 | 0 | Autodesk Revit Architecture 2013 - 20121003_2115(x64) | Autodesk.Revit.DB.FamilyInstance:OST_Doors:Geometry | n/a | 0 | 0 | 0
Door 1E04-box-upperright | rich.mitrenga@autodesk.com | 2012-11-14T15:57:40 | box-upperright | Component | Door 1E04 | -22.934 | 13.0193 | 2.21 | Autodesk Revit Architecture 2013 - 20121003_2115(x64) | Autodesk.Revit.DB.FamilyInstance:OST_Doors:Geometry | n/a | 0 | 0 | 0
Door 1E29-point | rich.mitrenga@autodesk.com | 2012-11-14T15:57:40 | point | Component | Door 1E29 | -22.448 | 9.5885 | 0 | Autodesk Revit Architecture 2013 - 20121003_2115(x64) | Autodesk.Revit.DB.FamilyInstance:OST_Doors:Geometry | n/a | 270 | 0 | 0
Door 1E29-box-lowerleft | rich.mitrenga@autodesk.com | 2012-11-14T15:57:40 | box-lowerleft | Component | Door 1E29 | -22.535 | 9.055 | 0 | Autodesk Revit Architecture 2013 - 20121003_2115(x64) | Autodesk.Revit.DB.FamilyInstance:OST_Doors:Geometry | n/a | 0 | 0 | 0
Door 1E29-box-upperright | rich.mitrenga@autodesk.com | 2012-11-14T15:57:40 | box-upperright | Component | Door 1E29 | -21.4707 | 10.122 | 2.21 | Autodesk Revit Architecture 2013 - 20121003_2115(x64) | Autodesk.Revit.DB.FamilyInstance:OST_Doors:Geometry | n/a | 0 | 0 | 0
Door 1EC1-point | rich.mitrenga@autodesk.com | 2012-11-14T15:57:40 | point | Component | Door 1EC1 | -20.892 | 10.8275 | 0 | Autodesk Revit Architecture 2013 - 20121003_2115(x64) | Autodesk.Revit.DB.FamilyInstance:OST_Doors:Geometry | n/a | 90 | 0 | 0
Door 1EC1-box-lowerleft | rich.mitrenga@autodesk.com | 2012-11-14T15:57:40 | box-lowerleft | Component | Door 1EC1 | -20.979 | 10.294 | 0 | Autodesk Revit Architecture 2013 - 20121003_2115(x64) | Autodesk.Revit.DB.FamilyInstance:OST_Doors:Geometry | n/a | 0 | 0 | 0
Door 1EC1-box-upperright | rich.mitrenga@autodesk.com | 2012-11-14T15:57:40 | box-upperright | Component | Door 1EC1 | -19.9147 | 11.361 | 2.21 | Autodesk Revit Architecture 2013 - 20121003_2115(x64) | Autodesk.Revit.DB.FamilyInstance:OST_Doors:Geometry | n/a | 0 | 0 | 0
Door 1E26-point | rich.mitrenga@autodesk.com | 2012-11-14T15:57:40 | point | Component | Door 1E26 | -23.6625 | 5.972 | 0 | Autodesk Revit Architecture 2013 - 20121003_2115(x64) | Autodesk.Revit.DB.FamilyInstance:OST_Doors:Geometry | n/a | 180 | 0 | 0
Door 1E26-box-lowerleft | rich.mitrenga@autodesk.com | 2012-11-14T15:57:40 | box-lowerleft | Component | Door 1E26 | -24.196 | 5.885 | 0 | Autodesk Revit Architecture 2013 - 20121003_2115(x64) | Autodesk.Revit.DB.FamilyInstance:OST_Doors:Geometry | n/a | 0 | 0 | 0
Door 1E26-box-upperright | rich.mitrenga@autodesk.com | 2012-11-14T15:57:40 | box-upperright | Component | Door 1E26 | -23.129 | 6.9493 | 2.21 | Autodesk Revit Architecture 2013 - 20121003_2115(x64) | Autodesk.Revit.DB.FamilyInstance:OST_Doors:Geometry | n/a | 0 | 0 | 0
Door 1E25-point | rich.mitrenga@autodesk.com | 2012-11-14T15:57:40 | point | Component | Door 1E25 | -27.0284 | 7.0315 | 0 | Autodesk Revit Architecture 2013 - 20121003_2115(x64) | Autodesk.Revit.DB.FamilyInstance:OST_Doors:Geometry | n/a | 90 | 0 | 0
Door 1E25-box-lowerleft | rich.mitrenga@autodesk.com | 2012-11-14T15:57:40 | box-lowerleft | Component | Door 1E25 | -27.1154 | 6.498 | 0 | Autodesk Revit Architecture 2013 - 20121003_2115(x64) | Autodesk.Revit.DB.FamilyInstance:OST_Doors:Geometry | n/a | 0 | 0 | 0
Door 1E25-box-upperright | rich.mitrenga@autodesk.com | 2012-11-14T15:57:40 | box-upperright | Component | Door 1E25 | -26.0511 | 7.565 | 2.21 | Autodesk Revit Architecture 2013 - 20121003_2115(x64) | Autodesk.Revit.DB.FamilyInstance:OST_Doors:Geometry | n/a | 0 | 0 | 0
Door 1E27-point | rich.mitrenga@autodesk.com | 2012-11-14T15:57:40 | point | Component | Door 1E27 | -23.6115 | 2.842 | 0 | Autodesk Revit Architecture 2013 - 20121003_2115(x64) | Autodesk.Revit.DB.FamilyInstance:OST_Doors:Geometry | n/a | 0 | 0 | 0
Door 1E27-box-lowerleft | rich.mitrenga@autodesk.com | 2012-11-14T15:57:40 | box-lowerleft | Component | Door 1E27 | -24.145 | 1.8647 | 0 | Autodesk Revit Architecture 2013 - 20121003_2115(x64) | Autodesk.Revit.DB.FamilyInstance:OST_Doors:Geometry | n/a | 0 | 0 | 0
Door 1E27-box-upperright | rich.mitrenga@autodesk.com | 2012-11-14T15:57:40 | box-upperright | Component | Door 1E27 | -23.078 | 2.929 | 2.21 | Autodesk Revit Architecture 2013 - 20121003_2115(x64) | Autodesk.Revit.DB.FamilyInstance:OST_Doors:Geometry | n/a | 0 | 0 | 0
Door 1E28-point | rich.mitrenga@autodesk.com | 2012-11-14T15:57:40 | point | Component | Door 1E28 | -22.4125 | 2.842 | 0 | Autodesk Revit Architecture 2013 - 20121003_2115(x64) | Autodesk.Revit.DB.FamilyInstance:OST_Doors:Geometry | n/a | 180 | 0 | 0
Door 1E28-box-lowerleft | rich.mitrenga@autodesk.com | 2012-11-14T15:57:40 | box-lowerleft | Component | Door 1E28 | -22.946 | 1.8647 | 0 | Autodesk Revit Architecture 2013 - 20121003_2115(x64) | Autodesk.Revit.DB.FamilyInstance:OST_Doors:Geometry | n/a | 0 | 0 | 0
Door 1E28-box-upperright | rich.mitrenga@autodesk.com | 2012-11-14T15:57:40 | box-upperright | Component | Door 1E28 | -21.879 | 2.929 | 2.21 | Autodesk Revit Architecture 2013 - 20121003_2115(x64) | Autodesk.Revit.DB.FamilyInstance:OST_Doors:Geometry | n/a | 0 | 0 | 0
Door 1E20-point | rich.mitrenga@autodesk.com | 2012-11-14T15:57:40 | point | Component | Door 1E20 | -41.9065 | 1.8125 | 0 | Autodesk Revit Architecture 2013 - 20121003_2115(x64) | Autodesk.Revit.DB.FamilyInstance:OST_Doors:Geometry | n/a | 270 | 0 | 0
Door 1E20-box-lowerleft | rich.mitrenga@autodesk.com | 2012-11-14T15:57:40 | box-lowerleft | Component | Door 1E20 | -42.065 | 1.279 | 0 | Autodesk Revit Architecture 2013 - 20121003_2115(x64) | Autodesk.Revit.DB.FamilyInstance:OST_Doors:Geometry | n/a | 0 | 0 | 0
Door 1E20-box-upperright | rich.mitrenga@autodesk.com | 2012-11-14T15:57:40 | box-upperright | Component | Door 1E20 | -40.8577 | 2.346 | 2.21 | Autodesk Revit Architecture 2013 - 20121003_2115(x64) | Autodesk.Revit.DB.FamilyInstance:OST_Doors:Geometry | n/a | 0 | 0 | 0
Door 1E21-point | rich.mitrenga@autodesk.com | 2012-11-14T15:57:40 | point | Component | Door 1E21 | -41.9065 | 3.1515 | 0 | Autodesk Revit Architecture 2013 - 20121003_2115(x64) | Autodesk.Revit.DB.FamilyInstance:OST_Doors:Geometry | n/a | 90 | 0 | 0
Door 1E21-box-lowerleft | rich.mitrenga@autodesk.com | 2012-11-14T15:57:40 | box-lowerleft | Component | Door 1E21 | -42.065 | 2.618 | 0 | Autodesk Revit Architecture 2013 - 20121003_2115(x64) | Autodesk.Revit.DB.FamilyInstance:OST_Doors:Geometry | n/a | 0 | 0 | 0
Door 1E21-box-upperright | rich.mitrenga@autodesk.com | 2012-11-14T15:57:40 | box-upperright | Component | Door 1E21 | -40.8577 | 3.685 | 2.21 | Autodesk Revit Architecture 2013 - 20121003_2115(x64) | Autodesk.Revit.DB.FamilyInstance:OST_Doors:Geometry | n/a | 0 | 0 | 0
Door 1E22-point | rich.mitrenga@autodesk.com | 2012-11-14T15:57:40 | point | Component | Door 1E22 | -38.3174 | 5.2785 | 0 | Autodesk Revit Architecture 2013 - 20121003_2115(x64) | Autodesk.Revit.DB.FamilyInstance:OST_Doors:Geometry | n/a | 270 | 0 | 0
Door 1E22-box-lowerleft | rich.mitrenga@autodesk.com | 2012-11-14T15:57:40 | box-lowerleft | Component | Door 1E22 | -39.2947 | 4.745 | 0 | Autodesk Revit Architecture 2013 - 20121003_2115(x64) | Autodesk.Revit.DB.FamilyInstance:OST_Doors:Geometry | n/a | 0 | 0 | 0
Door 1E22-box-upperright | rich.mitrenga@autodesk.com | 2012-11-14T15:57:40 | box-upperright | Component | Door 1E22 | -38.2304 | 5.812 | 2.21 | Autodesk Revit Architecture 2013 - 20121003_2115(x64) | Autodesk.Revit.DB.FamilyInstance:OST_Doors:Geometry | n/a | 0 | 0 | 0
Door 1E30-point | rich.mitrenga@autodesk.com | 2012-11-14T15:57:40 | point | Component | Door 1E30 | -41.978 | 7.1175 | 0 | Autodesk Revit Architecture 2013 - 20121003_2115(x64) | Autodesk.Revit.DB.FamilyInstance:OST_Doors:Geometry | n/a | 270 | 0 | 0
Door 1E30-box-lowerleft | rich.mitrenga@autodesk.com | 2012-11-14T15:57:40 | box-lowerleft | Component | Door 1E30 | -42.065 | 6.584 | 0 | Autodesk Revit Architecture 2013 - 20121003_2115(x64) | Autodesk.Revit.DB.FamilyInstance:OST_Doors:Geometry | n/a | 0 | 0 | 0
Door 1E30-box-upperright | rich.mitrenga@autodesk.com | 2012-11-14T15:57:40 | box-upperright | Component | Door 1E30 | -41.0007 | 7.651 | 2.21 | Autodesk Revit Architecture 2013 - 20121003_2115(x64) | Autodesk.Revit.DB.FamilyInstance:OST_Doors:Geometry | n/a | 0 | 0 | 0
Door 1E23-point | rich.mitrenga@autodesk.com | 2012-11-14T15:57:40 | point | Component | Door 1E23 | -39.8829 | 10.225 | 0 | Autodesk Revit Architecture 2013 - 20121003_2115(x64) | Autodesk.Revit.DB.FamilyInstance:OST_Doors:Geometry | n/a | 180 | 0 | 0
Door 1E23-box-lowerleft | rich.mitrenga@autodesk.com | 2012-11-14T15:57:40 | box-lowerleft | Component | Door 1E23 | -40.4164 | 9.2477 | 0 | Autodesk Revit Architecture 2013 - 20121003_2115(x64) | Autodesk.Revit.DB.FamilyInstance:OST_Doors:Geometry | n/a | 0 | 0 | 0
Door 1E23-box-upperright | rich.mitrenga@autodesk.com | 2012-11-14T15:57:40 | box-upperright | Component | Door 1E23 | -39.3494 | 10.312 | 2.21 | Autodesk Revit Architecture 2013 - 20121003_2115(x64) | Autodesk.Revit.DB.FamilyInstance:OST_Doors:Geometry | n/a | 0 | 0 | 0
Door 1E10-point | rich.mitrenga@autodesk.com | 2012-11-14T15:57:40 | point | Component | Door 1E10 | -38.0785 | 12.042 | 0 | Autodesk Revit Architecture 2013 - 20121003_2115(x64) | Autodesk.Revit.DB.FamilyInstance:OST_Doors:Geometry | n/a | 180 | 0 | 0
Door 1E10-box-lowerleft | rich.mitrenga@autodesk.com | 2012-11-14T15:57:40 | box-lowerleft | Component | Door 1E10 | -38.612 | 11.955 | 0 | Autodesk Revit Architecture 2013 - 20121003_2115(x64) | Autodesk.Revit.DB.FamilyInstance:OST_Doors:Geometry | n/a | 0 | 0 | 0
Door 1E10-box-upperright | rich.mitrenga@autodesk.com | 2012-11-14T15:57:40 | box-upperright | Component | Door 1E10 | -37.545 | 13.0193 | 2.21 | Autodesk Revit Architecture 2013 - 20121003_2115(x64) | Autodesk.Revit.DB.FamilyInstance:OST_Doors:Geometry | n/a | 0 | 0 | 0
Door 1E09-point | rich.mitrenga@autodesk.com | 2012-11-14T15:57:40 | point | Component | Door 1E09 | -35.3915 | 12.042 | 0 | Autodesk Revit Architecture 2013 - 20121003_2115(x64) | Autodesk.Revit.DB.FamilyInstance:OST_Doors:Geometry | n/a | 0 | 0 | 0
Door 1E09-box-lowerleft | rich.mitrenga@autodesk.com | 2012-11-14T15:57:40 | box-lowerleft | Component | Door 1E09 | -35.925 | 11.955 | 0 | Autodesk Revit Architecture 2013 - 20121003_2115(x64) | Autodesk.Revit.DB.FamilyInstance:OST_Doors:Geometry | n/a | 0 | 0 | 0
Door 1E09-box-upperright | rich.mitrenga@autodesk.com | 2012-11-14T15:57:40 | box-upperright | Component | Door 1E09 | -34.858 | 13.0193 | 2.21 | Autodesk Revit Architecture 2013 - 20121003_2115(x64) | Autodesk.Revit.DB.FamilyInstance:OST_Doors:Geometry | n/a | 0 | 0 | 0
Door 1E12-point | rich.mitrenga@autodesk.com | 2012-11-14T15:57:40 | point | Component | Door 1E12 | -41.0915 | 13.998 | 0 | Autodesk Revit Architecture 2013 - 20121003_2115(x64) | Autodesk.Revit.DB.FamilyInstance:OST_Doors:Geometry | n/a | 0 | 0 | 0
Door 1E12-box-lowerleft | rich.mitrenga@autodesk.com | 2012-11-14T15:57:40 | box-lowerleft | Component | Door 1E12 | -41.625 | 13.0207 | 0 | Autodesk Revit Architecture 2013 - 20121003_2115(x64) | Autodesk.Revit.DB.FamilyInstance:OST_Doors:Geometry | n/a | 0 | 0 | 0
Door 1E12-box-upperright | rich.mitrenga@autodesk.com | 2012-11-14T15:57:40 | box-upperright | Component | Door 1E12 | -40.558 | 14.085 | 2.21 | Autodesk Revit Architecture 2013 - 20121003_2115(x64) | Autodesk.Revit.DB.FamilyInstance:OST_Doors:Geometry | n/a | 0 | 0 | 0
Door 1E11-point | rich.mitrenga@autodesk.com | 2012-11-14T15:57:40 | point | Component | Door 1E11 | -38.658 | 15.4275 | 0 | Autodesk Revit Architecture 2013 - 20121003_2115(x64) | Autodesk.Revit.DB.FamilyInstance:OST_Doors:Geometry | n/a | 90 | 0 | 0
Door 1E11-box-lowerleft | rich.mitrenga@autodesk.com | 2012-11-14T15:57:40 | box-lowerleft | Component | Door 1E11 | -38.745 | 14.894 | 0 | Autodesk Revit Architecture 2013 - 20121003_2115(x64) | Autodesk.Revit.DB.FamilyInstance:OST_Doors:Geometry | n/a | 0 | 0 | 0
Door 1E11-box-upperright | rich.mitrenga@autodesk.com | 2012-11-14T15:57:40 | box-upperright | Component | Door 1E11 | -37.6807 | 15.961 | 2.21 | Autodesk Revit Architecture 2013 - 20121003_2115(x64) | Autodesk.Revit.DB.FamilyInstance:OST_Doors:Geometry | n/a | 0 | 0 | 0
Door 1E33-point | rich.mitrenga@autodesk.com | 2012-11-14T15:57:40 | point | Component | Door 1E33 | -40.492 | 17.8225 | 0 | Autodesk Revit Architecture 2013 - 20121003_2115(x64) | Autodesk.Revit.DB.FamilyInstance:OST_Doors:Geometry | n/a | 270 | 0 | 0
Door 1E33-box-lowerleft | rich.mitrenga@autodesk.com | 2012-11-14T15:57:40 | box-lowerleft | Component | Door 1E33 | -41.4693 | 17.289 | 0 | Autodesk Revit Architecture 2013 - 20121003_2115(x64) | Autodesk.Revit.DB.FamilyInstance:OST_Doors:Geometry | n/a | 0 | 0 | 0
Door 1E33-box-upperright | rich.mitrenga@autodesk.com | 2012-11-14T15:57:40 | box-upperright | Component | Door 1E33 | -40.405 | 18.356 | 2.21 | Autodesk Revit Architecture 2013 - 20121003_2115(x64) | Autodesk.Revit.DB.FamilyInstance:OST_Doors:Geometry | n/a | 0 | 0 | 0
Door 1E08-point | rich.mitrenga@autodesk.com | 2012-11-14T15:57:40 | point | Component | Door 1E08 | -31.532 | 16.2075 | 0 | Autodesk Revit Architecture 2013 - 20121003_2115(x64) | Autodesk.Revit.DB.FamilyInstance:OST_Doors:Geometry | n/a | 90 | 0 | 0
Door 1E08-box-lowerleft | rich.mitrenga@autodesk.com | 2012-11-14T15:57:40 | box-lowerleft | Component | Door 1E08 | -32.5093 | 15.674 | 0 | Autodesk Revit Architecture 2013 - 20121003_2115(x64) | Autodesk.Revit.DB.FamilyInstance:OST_Doors:Geometry | n/a | 0 | 0 | 0
Door 1E08-box-upperright | rich.mitrenga@autodesk.com | 2012-11-14T15:57:40 | box-upperright | Component | Door 1E08 | -31.445 | 16.741 | 2.21 | Autodesk Revit Architecture 2013 - 20121003_2115(x64) | Autodesk.Revit.DB.FamilyInstance:OST_Doors:Geometry | n/a | 0 | 0 | 0
Door 1E07A-point | rich.mitrenga@autodesk.com | 2012-11-14T15:57:40 | point | Component | Door 1E07A | -31.532 | 15.0085 | 0 | Autodesk Revit Architecture 2013 - 20121003_2115(x64) | Autodesk.Revit.DB.FamilyInstance:OST_Doors:Geometry | n/a | 270 | 0 | 0
Door 1E07A-box-lowerleft | rich.mitrenga@autodesk.com | 2012-11-14T15:57:40 | box-lowerleft | Component | Door 1E07A | -32.5093 | 14.475 | 0 | Autodesk Revit Architecture 2013 - 20121003_2115(x64) | Autodesk.Revit.DB.FamilyInstance:OST_Doors:Geometry | n/a | 0 | 0 | 0
Door 1E07A-box-upperright | rich.mitrenga@autodesk.com | 2012-11-14T15:57:40 | box-upperright | Component | Door 1E07A | -31.445 | 15.542 | 2.21 | Autodesk Revit Architecture 2013 - 20121003_2115(x64) | Autodesk.Revit.DB.FamilyInstance:OST_Doors:Geometry | n/a | 0 | 0 | 0
Door 1E07-point | rich.mitrenga@autodesk.com | 2012-11-14T15:57:40 | point | Component | Door 1E07 | -32.1115 | 12.042 | 0 | Autodesk Revit Architecture 2013 - 20121003_2115(x64) | Autodesk.Revit.DB.FamilyInstance:OST_Doors:Geometry | n/a | 0 | 0 | 0
Door 1E07-box-lowerleft | rich.mitrenga@autodesk.com | 2012-11-14T15:57:40 | box-lowerleft | Component | Door 1E07 | -32.645 | 11.955 | 0 | Autodesk Revit Architecture 2013 - 20121003_2115(x64) | Autodesk.Revit.DB.FamilyInstance:OST_Doors:Geometry | n/a | 0 | 0 | 0
Door 1E07-box-upperright | rich.mitrenga@autodesk.com | 2012-11-14T15:57:40 | box-upperright | Component | Door 1E07 | -31.578 | 13.0193 | 2.21 | Autodesk Revit Architecture 2013 - 20121003_2115(x64) | Autodesk.Revit.DB.FamilyInstance:OST_Doors:Geometry | n/a | 0 | 0 | 0
Door 1E06-point | rich.mitrenga@autodesk.com | 2012-11-14T15:57:40 | point | Component | Door 1E06 | -30.9125 | 12.042 | 0 | Autodesk Revit Architecture 2013 - 20121003_2115(x64) | Autodesk.Revit.DB.FamilyInstance:OST_Doors:Geometry | n/a | 180 | 0 | 0
Door 1E06-box-lowerleft | rich.mitrenga@autodesk.com | 2012-11-14T15:57:40 | box-lowerleft | Component | Door 1E06 | -31.446 | 11.955 | 0 | Autodesk Revit Architecture 2013 - 20121003_2115(x64) | Autodesk.Revit.DB.FamilyInstance:OST_Doors:Geometry | n/a | 0 | 0 | 0
Door 1E06-box-upperright | rich.mitrenga@autodesk.com | 2012-11-14T15:57:40 | box-upperright | Component | Door 1E06 | -30.379 | 13.0193 | 2.21 | Autodesk Revit Architecture 2013 - 20121003_2115(x64) | Autodesk.Revit.DB.FamilyInstance:OST_Doors:Geometry | n/a | 0 | 0 | 0
Door 1EC3-point | rich.mitrenga@autodesk.com | 2012-11-14T15:57:40 | point | Component | Door 1EC3 | -39.8725 | 16.752 | 0 | Autodesk Revit Architecture 2013 - 20121003_2115(x64) | Autodesk.Revit.DB.FamilyInstance:OST_Doors:Geometry | n/a | 180 | 0 | 0
Door 1EC3-box-lowerleft | rich.mitrenga@autodesk.com | 2012-11-14T15:57:40 | box-lowerleft | Component | Door 1EC3 | -40.406 | 15.7747 | 0 | Autodesk Revit Architecture 2013 - 20121003_2115(x64) | Autodesk.Revit.DB.FamilyInstance:OST_Doors:Geometry | n/a | 0 | 0 | 0
Door 1EC3-box-upperright | rich.mitrenga@autodesk.com | 2012-11-14T15:57:40 | box-upperright | Component | Door 1EC3 | -39.339 | 16.839 | 2.21 | Autodesk Revit Architecture 2013 - 20121003_2115(x64) | Autodesk.Revit.DB.FamilyInstance:OST_Doors:Geometry | n/a | 0 | 0 | 0
Door 1E14-point | rich.mitrenga@autodesk.com | 2012-11-14T15:57:40 | point | Component | Door 1E14 | -46.1525 | 12.042 | 0 | Autodesk Revit Architecture 2013 - 20121003_2115(x64) | Autodesk.Revit.DB.FamilyInstance:OST_Doors:Geometry | n/a | 180 | 0 | 0
Door 1E14-box-lowerleft | rich.mitrenga@autodesk.com | 2012-11-14T15:57:40 | box-lowerleft | Component | Door 1E14 | -46.686 | 11.955 | 0 | Autodesk Revit Architecture 2013 - 20121003_2115(x64) | Autodesk.Revit.DB.FamilyInstance:OST_Doors:Geometry | n/a | 0 | 0 | 0
Door 1E14-box-upperright | rich.mitrenga@autodesk.com | 2012-11-14T15:57:40 | box-upperright | Component | Door 1E14 | -45.619 | 13.0193 | 2.21 | Autodesk Revit Architecture 2013 - 20121003_2115(x64) | Autodesk.Revit.DB.FamilyInstance:OST_Doors:Geometry | n/a | 0 | 0 | 0
Door 1EC1A-point | rich.mitrenga@autodesk.com | 2012-11-14T15:57:40 | point | Component | Door 1EC1A | -51.1825 | 11.4825 | 0 | Autodesk Revit Architecture 2013 - 20121003_2115(x64) | Autodesk.Revit.DB.FamilyInstance:OST_Doors:Geometry | n/a | 270 | 0 | 0
Door 1EC1A-box-lowerleft | rich.mitrenga@autodesk.com | 2012-11-14T15:57:40 | box-lowerleft | Component | Door 1EC1A | -52.2313 | 10.949 | 0 | Autodesk Revit Architecture 2013 - 20121003_2115(x64) | Autodesk.Revit.DB.FamilyInstance:OST_Doors:Geometry | n/a | 0 | 0 | 0
Door 1EC1A-box-upperright | rich.mitrenga@autodesk.com | 2012-11-14T15:57:40 | box-upperright | Component | Door 1EC1A | -51.024 | 12.016 | 2.21 | Autodesk Revit Architecture 2013 - 20121003_2115(x64) | Autodesk.Revit.DB.FamilyInstance:OST_Doors:Geometry | n/a | 0 | 0 | 0
Door 1E16-point | rich.mitrenga@autodesk.com | 2012-11-14T15:57:40 | point | Component | Door 1E16 | -48.1275 | 10.225 | 0 | Autodesk Revit Architecture 2013 - 20121003_2115(x64) | Autodesk.Revit.DB.FamilyInstance:OST_Doors:Geometry | n/a | 0 | 0 | 0
Door 1E16-box-lowerleft | rich.mitrenga@autodesk.com | 2012-11-14T15:57:40 | box-lowerleft | Component | Door 1E16 | -48.661 | 9.2477 | 0 | Autodesk Revit Architecture 2013 - 20121003_2115(x64) | Autodesk.Revit.DB.FamilyInstance:OST_Doors:Geometry | n/a | 0 | 0 | 0
Door 1E16-box-upperright | rich.mitrenga@autodesk.com | 2012-11-14T15:57:40 | box-upperright | Component | Door 1E16 | -47.594 | 10.312 | 2.21 | Autodesk Revit Architecture 2013 - 20121003_2115(x64) | Autodesk.Revit.DB.FamilyInstance:OST_Doors:Geometry | n/a | 0 | 0 | 0
Door 1E19-point | rich.mitrenga@autodesk.com | 2012-11-14T15:57:40 | point | Component | Door 1E19 | -46.2125 | 10.225 | 0 | Autodesk Revit Architecture 2013 - 20121003_2115(x64) | Autodesk.Revit.DB.FamilyInstance:OST_Doors:Geometry | n/a | 180 | 0 | 0
Door 1E19-box-lowerleft | rich.mitrenga@autodesk.com | 2012-11-14T15:57:40 | box-lowerleft | Component | Door 1E19 | -46.746 | 9.2477 | 0 | Autodesk Revit Architecture 2013 - 20121003_2115(x64) | Autodesk.Revit.DB.FamilyInstance:OST_Doors:Geometry | n/a | 0 | 0 | 0
Door 1E19-box-upperright | rich.mitrenga@autodesk.com | 2012-11-14T15:57:40 | box-upperright | Component | Door 1E19 | -45.679 | 10.312 | 2.21 | Autodesk Revit Architecture 2013 - 20121003_2115(x64) | Autodesk.Revit.DB.FamilyInstance:OST_Doors:Geometry | n/a | 0 | 0 | 0
Door 1E18-point | rich.mitrenga@autodesk.com | 2012-11-14T15:57:40 | point | Component | Door 1E18 | -47.388 | 6.4285 | 0 | Autodesk Revit Architecture 2013 - 20121003_2115(x64) | Autodesk.Revit.DB.FamilyInstance:OST_Doors:Geometry | n/a | 270 | 0 | 0
Door 1E18-box-lowerleft | rich.mitrenga@autodesk.com | 2012-11-14T15:57:40 | box-lowerleft | Component | Door 1E18 | -47.475 | 5.895 | 0 | Autodesk Revit Architecture 2013 - 20121003_2115(x64) | Autodesk.Revit.DB.FamilyInstance:OST_Doors:Geometry | n/a | 0 | 0 | 0
Door 1E18-box-upperright | rich.mitrenga@autodesk.com | 2012-11-14T15:57:40 | box-upperright | Component | Door 1E18 | -46.4107 | 6.962 | 2.21 | Autodesk Revit Architecture 2013 - 20121003_2115(x64) | Autodesk.Revit.DB.FamilyInstance:OST_Doors:Geometry | n/a | 0 | 0 | 0
Door 1EC4-point | rich.mitrenga@autodesk.com | 2012-11-14T15:57:40 | point | Component | Door 1EC4 | -43.0354 | 5.7865 | 0 | Autodesk Revit Architecture 2013 - 20121003_2115(x64) | Autodesk.Revit.DB.FamilyInstance:OST_Doors:Geometry | n/a | 180 | 0 | 0
Door 1EC4-box-lowerleft | rich.mitrenga@autodesk.com | 2012-11-14T15:57:40 | box-lowerleft | Component | Door 1EC4 | -43.7214 | 4.4324 | 0 | Autodesk Revit Architecture 2013 - 20121003_2115(x64) | Autodesk.Revit.DB.FamilyInstance:OST_Doors:Geometry | n/a | 0 | 0 | 0
Door 1EC4-box-upperright | rich.mitrenga@autodesk.com | 2012-11-14T15:57:40 | box-upperright | Component | Door 1EC4 | -42.3494 | 5.945 | 2.21 | Autodesk Revit Architecture 2013 - 20121003_2115(x64) | Autodesk.Revit.DB.FamilyInstance:OST_Doors:Geometry | n/a | 0 | 0 | 0
Door 1E17-point | rich.mitrenga@autodesk.com | 2012-11-14T15:57:40 | point | Component | Door 1E17 | -43.9505 | 0.5245 | 0 | Autodesk Revit Architecture 2013 - 20121003_2115(x64) | Autodesk.Revit.DB.FamilyInstance:OST_Doors:Geometry | n/a | 90 | 0 | 0
Door 1E17-box-lowerleft | rich.mitrenga@autodesk.com | 2012-11-14T15:57:40 | box-lowerleft | Component | Door 1E17 | -44.9993 | -0.009 | 0 | Autodesk Revit Architecture 2013 - 20121003_2115(x64) | Autodesk.Revit.DB.FamilyInstance:OST_Doors:Geometry | n/a | 0 | 0 | 0
Door 1E17-box-upperright | rich.mitrenga@autodesk.com | 2012-11-14T15:57:40 | box-upperright | Component | Door 1E17 | -43.792 | 1.058 | 2.21 | Autodesk Revit Architecture 2013 - 20121003_2115(x64) | Autodesk.Revit.DB.FamilyInstance:OST_Doors:Geometry | n/a | 0 | 0 | 0
Door 1D39-point | rich.mitrenga@autodesk.com | 2012-11-14T15:57:40 | point | Component | Door 1D39 | -26.142 | 27.3525 | 0 | Autodesk Revit Architecture 2013 - 20121003_2115(x64) | Autodesk.Revit.DB.FamilyInstance:OST_Doors:Geometry | n/a | 90 | 0 | 0
Door 1D39-box-lowerleft | rich.mitrenga@autodesk.com | 2012-11-14T15:57:40 | box-lowerleft | Component | Door 1D39 | -26.229 | 26.819 | 0 | Autodesk Revit Architecture 2013 - 20121003_2115(x64) | Autodesk.Revit.DB.FamilyInstance:OST_Doors:Geometry | n/a | 0 | 0 | 0
Door 1D39-box-upperright | rich.mitrenga@autodesk.com | 2012-11-14T15:57:40 | box-upperright | Component | Door 1D39 | -25.1647 | 27.886 | 2.21 | Autodesk Revit Architecture 2013 - 20121003_2115(x64) | Autodesk.Revit.DB.FamilyInstance:OST_Doors:Geometry | n/a | 0 | 0 | 0
Door 1DC8-point | rich.mitrenga@autodesk.com | 2012-11-14T15:57:40 | point | Component | Door 1DC8 | -24.9075 | 27.972 | 0 | Autodesk Revit Architecture 2013 - 20121003_2115(x64) | Autodesk.Revit.DB.FamilyInstance:OST_Doors:Geometry | n/a | 0 | 0 | 0
Door 1DC8-box-lowerleft | rich.mitrenga@autodesk.com | 2012-11-14T15:57:40 | box-lowerleft | Component | Door 1DC8 | -25.441 | 27.885 | 0 | Autodesk Revit Architecture 2013 - 20121003_2115(x64) | Autodesk.Revit.DB.FamilyInstance:OST_Doors:Geometry | n/a | 0 | 0 | 0
Door 1DC8-box-upperright | rich.mitrenga@autodesk.com | 2012-11-14T15:57:40 | box-upperright | Component | Door 1DC8 | -24.374 | 28.9493 | 2.21 | Autodesk Revit Architecture 2013 - 20121003_2115(x64) | Autodesk.Revit.DB.FamilyInstance:OST_Doors:Geometry | n/a | 0 | 0 | 0
Door 2C16-point | rich.mitrenga@autodesk.com | 2012-11-14T15:57:40 | point | Component | Door 2C16 | -45.0115 | 46.8164 | 4.57 | Autodesk Revit Architecture 2013 - 20121003_2115(x64) | Autodesk.Revit.DB.FamilyInstance:OST_Doors:Geometry | n/a | 0 | 0 | 0
Door 2C16-box-lowerleft | rich.mitrenga@autodesk.com | 2012-11-14T15:57:40 | box-lowerleft | Component | Door 2C16 | -45.545 | 46.7294 | 4.57 | Autodesk Revit Architecture 2013 - 20121003_2115(x64) | Autodesk.Revit.DB.FamilyInstance:OST_Doors:Geometry | n/a | 0 | 0 | 0
Door 2C16-box-upperright | rich.mitrenga@autodesk.com | 2012-11-14T15:57:40 | box-upperright | Component | Door 2C16 | -44.478 | 47.7937 | 6.78 | Autodesk Revit Architecture 2013 - 20121003_2115(x64) | Autodesk.Revit.DB.FamilyInstance:OST_Doors:Geometry | n/a | 0 | 0 | 0
Door 2C13-point | rich.mitrenga@autodesk.com | 2012-11-14T15:57:40 | point | Component | Door 2C13 | -39.7685 | 46.8164 | 4.57 | Autodesk Revit Architecture 2013 - 20121003_2115(x64) | Autodesk.Revit.DB.FamilyInstance:OST_Doors:Geometry | n/a | 180 | 0 | 0
Door 2C13-box-lowerleft | rich.mitrenga@autodesk.com | 2012-11-14T15:57:40 | box-lowerleft | Component | Door 2C13 | -40.302 | 46.7294 | 4.57 | Autodesk Revit Architecture 2013 - 20121003_2115(x64) | Autodesk.Revit.DB.FamilyInstance:OST_Doors:Geometry | n/a | 0 | 0 | 0
Door 2C13-box-upperright | rich.mitrenga@autodesk.com | 2012-11-14T15:57:40 | box-upperright | Component | Door 2C13 | -39.235 | 47.7937 | 6.78 | Autodesk Revit Architecture 2013 - 20121003_2115(x64) | Autodesk.Revit.DB.FamilyInstance:OST_Doors:Geometry | n/a | 0 | 0 | 0
Door 2CS3-point | rich.mitrenga@autodesk.com | 2012-11-14T15:57:40 | point | Component | Door 2CS3 | -37.6025 | 49.9564 | 4.57 | Autodesk Revit Architecture 2013 - 20121003_2115(x64) | Autodesk.Revit.DB.FamilyInstance:OST_Doors:Geometry | n/a | 180 | 0 | 0
Door 2CS3-box-lowerleft | rich.mitrenga@autodesk.com | 2012-11-14T15:57:40 | box-lowerleft | Component | Door 2CS3 | -38.136 | 49.8694 | 4.57 | Autodesk Revit Architecture 2013 - 20121003_2115(x64) | Autodesk.Revit.DB.FamilyInstance:OST_Doors:Geometry | n/a | 0 | 0 | 0
Door 2CS3-box-upperright | rich.mitrenga@autodesk.com | 2012-11-14T15:57:40 | box-upperright | Component | Door 2CS3 | -37.069 | 50.9337 | 6.78 | Autodesk Revit Architecture 2013 - 20121003_2115(x64) | Autodesk.Revit.DB.FamilyInstance:OST_Doors:Geometry | n/a | 0 | 0 | 0
Door 2C11-point | rich.mitrenga@autodesk.com | 2012-11-14T15:57:40 | point | Component | Door 2C11 | -35.5075 | 46.8164 | 4.57 | Autodesk Revit Architecture 2013 - 20121003_2115(x64) | Autodesk.Revit.DB.FamilyInstance:OST_Doors:Geometry | n/a | 0 | 0 | 0
Door 2C11-box-lowerleft | rich.mitrenga@autodesk.com | 2012-11-14T15:57:40 | box-lowerleft | Component | Door 2C11 | -36.041 | 46.7294 | 4.57 | Autodesk Revit Architecture 2013 - 20121003_2115(x64) | Autodesk.Revit.DB.FamilyInstance:OST_Doors:Geometry | n/a | 0 | 0 | 0
Door 2C11-box-upperright | rich.mitrenga@autodesk.com | 2012-11-14T15:57:40 | box-upperright | Component | Door 2C11 | -34.974 | 47.7937 | 6.78 | Autodesk Revit Architecture 2013 - 20121003_2115(x64) | Autodesk.Revit.DB.FamilyInstance:OST_Doors:Geometry | n/a | 0 | 0 | 0
Door 2CC3A-point | rich.mitrenga@autodesk.com | 2012-11-14T15:57:40 | point | Component | Door 2CC3A | -39.022 | 45.6019 | 4.57 | Autodesk Revit Architecture 2013 - 20121003_2115(x64) | Autodesk.Revit.DB.FamilyInstance:OST_Doors:Geometry | n/a | 90 | 0 | 0
Door 2CC3A-box-lowerleft | rich.mitrenga@autodesk.com | 2012-11-14T15:57:40 | box-lowerleft | Component | Door 2CC3A | -39.109 | 45.0684 | 4.57 | Autodesk Revit Architecture 2013 - 20121003_2115(x64) | Autodesk.Revit.DB.FamilyInstance:OST_Doors:Geometry | n/a | 0 | 0 | 0
Door 2CC3A-box-upperright | rich.mitrenga@autodesk.com | 2012-11-14T15:57:40 | box-upperright | Component | Door 2CC3A | -38.0447 | 46.1354 | 6.78 | Autodesk Revit Architecture 2013 - 20121003_2115(x64) | Autodesk.Revit.DB.FamilyInstance:OST_Doors:Geometry | n/a | 0 | 0 | 0
Door 2C17-point | rich.mitrenga@autodesk.com | 2012-11-14T15:57:40 | point | Component | Door 2C17 | -43.538 | 45.8159 | 4.57 | Autodesk Revit Architecture 2013 - 20121003_2115(x64) | Autodesk.Revit.DB.FamilyInstance:OST_Doors:Geometry | n/a | 270 | 0 | 0
Door 2C17-box-lowerleft | rich.mitrenga@autodesk.com | 2012-11-14T15:57:40 | box-lowerleft | Component | Door 2C17 | -44.5153 | 45.2824 | 4.57 | Autodesk Revit Architecture 2013 - 20121003_2115(x64) | Autodesk.Revit.DB.FamilyInstance:OST_Doors:Geometry | n/a | 0 | 0 | 0
Door 2C17-box-upperright | rich.mitrenga@autodesk.com | 2012-11-14T15:57:40 | box-upperright | Component | Door 2C17 | -43.451 | 46.3494 | 6.78 | Autodesk Revit Architecture 2013 - 20121003_2115(x64) | Autodesk.Revit.DB.FamilyInstance:OST_Doors:Geometry | n/a | 0 | 0 | 0
Door 2C15-point | rich.mitrenga@autodesk.com | 2012-11-14T15:57:40 | point | Component | Door 2C15 | -41.4675 | 45.0164 | 4.57 | Autodesk Revit Architecture 2013 - 20121003_2115(x64) | Autodesk.Revit.DB.FamilyInstance:OST_Doors:Geometry | n/a | 0 | 0 | 0
Door 2C15-box-lowerleft | rich.mitrenga@autodesk.com | 2012-11-14T15:57:40 | box-lowerleft | Component | Door 2C15 | -42.001 | 44.0392 | 4.57 | Autodesk Revit Architecture 2013 - 20121003_2115(x64) | Autodesk.Revit.DB.FamilyInstance:OST_Doors:Geometry | n/a | 0 | 0 | 0
Door 2C15-box-upperright | rich.mitrenga@autodesk.com | 2012-11-14T15:57:40 | box-upperright | Component | Door 2C15 | -40.934 | 45.1034 | 6.78 | Autodesk Revit Architecture 2013 - 20121003_2115(x64) | Autodesk.Revit.DB.FamilyInstance:OST_Doors:Geometry | n/a | 0 | 0 | 0
Door 2C09-point | rich.mitrenga@autodesk.com | 2012-11-14T15:57:40 | point | Component | Door 2C09 | -32.0975 | 46.8164 | 4.57 | Autodesk Revit Architecture 2013 - 20121003_2115(x64) | Autodesk.Revit.DB.FamilyInstance:OST_Doors:Geometry | n/a | 0 | 0 | 0
Door 2C09-box-lowerleft | rich.mitrenga@autodesk.com | 2012-11-14T15:57:40 | box-lowerleft | Component | Door 2C09 | -32.631 | 46.7294 | 4.57 | Autodesk Revit Architecture 2013 - 20121003_2115(x64) | Autodesk.Revit.DB.FamilyInstance:OST_Doors:Geometry | n/a | 0 | 0 | 0
Door 2C09-box-upperright | rich.mitrenga@autodesk.com | 2012-11-14T15:57:40 | box-upperright | Component | Door 2C09 | -31.564 | 47.7937 | 6.78 | Autodesk Revit Architecture 2013 - 20121003_2115(x64) | Autodesk.Revit.DB.FamilyInstance:OST_Doors:Geometry | n/a | 0 | 0 | 0
Door 2C06-point | rich.mitrenga@autodesk.com | 2012-11-14T15:57:40 | point | Component | Door 2C06 | -28.6875 | 46.8164 | 4.57 | Autodesk Revit Architecture 2013 - 20121003_2115(x64) | Autodesk.Revit.DB.FamilyInstance:OST_Doors:Geometry | n/a | 0 | 0 | 0
Door 2C06-box-lowerleft | rich.mitrenga@autodesk.com | 2012-11-14T15:57:40 | box-lowerleft | Component | Door 2C06 | -29.221 | 46.7294 | 4.57 | Autodesk Revit Architecture 2013 - 20121003_2115(x64) | Autodesk.Revit.DB.FamilyInstance:OST_Doors:Geometry | n/a | 0 | 0 | 0
Door 2C06-box-upperright | rich.mitrenga@autodesk.com | 2012-11-14T15:57:40 | box-upperright | Component | Door 2C06 | -28.154 | 47.7937 | 6.78 | Autodesk Revit Architecture 2013 - 20121003_2115(x64) | Autodesk.Revit.DB.FamilyInstance:OST_Doors:Geometry | n/a | 0 | 0 | 0
Door 2C04-point | rich.mitrenga@autodesk.com | 2012-11-14T15:57:40 | point | Component | Door 2C04 | -25.3775 | 46.8164 | 4.57 | Autodesk Revit Architecture 2013 - 20121003_2115(x64) | Autodesk.Revit.DB.FamilyInstance:OST_Doors:Geometry | n/a | 0 | 0 | 0
Door 2C04-box-lowerleft | rich.mitrenga@autodesk.com | 2012-11-14T15:57:40 | box-lowerleft | Component | Door 2C04 | -25.911 | 46.7294 | 4.57 | Autodesk Revit Architecture 2013 - 20121003_2115(x64) | Autodesk.Revit.DB.FamilyInstance:OST_Doors:Geometry | n/a | 0 | 0 | 0
Door 2C04-box-upperright | rich.mitrenga@autodesk.com | 2012-11-14T15:57:40 | box-upperright | Component | Door 2C04 | -24.844 | 47.7937 | 6.78 | Autodesk Revit Architecture 2013 - 20121003_2115(x64) | Autodesk.Revit.DB.FamilyInstance:OST_Doors:Geometry | n/a | 0 | 0 | 0
Door 2C05-point | rich.mitrenga@autodesk.com | 2012-11-14T15:57:40 | point | Component | Door 2C05 | -25.4315 | 44.9824 | 4.57 | Autodesk Revit Architecture 2013 - 20121003_2115(x64) | Autodesk.Revit.DB.FamilyInstance:OST_Doors:Geometry | n/a | 0 | 0 | 0
Door 2C05-box-lowerleft | rich.mitrenga@autodesk.com | 2012-11-14T15:57:40 | box-lowerleft | Component | Door 2C05 | -25.965 | 44.8954 | 4.57 | Autodesk Revit Architecture 2013 - 20121003_2115(x64) | Autodesk.Revit.DB.FamilyInstance:OST_Doors:Geometry | n/a | 0 | 0 | 0
Door 2C05-box-upperright | rich.mitrenga@autodesk.com | 2012-11-14T15:57:40 | box-upperright | Component | Door 2C05 | -24.898 | 45.9597 | 6.78 | Autodesk Revit Architecture 2013 - 20121003_2115(x64) | Autodesk.Revit.DB.FamilyInstance:OST_Doors:Geometry | n/a | 0 | 0 | 0
Door 2C07-point | rich.mitrenga@autodesk.com | 2012-11-14T15:57:40 | point | Component | Door 2C07 | -27.7075 | 44.9824 | 4.57 | Autodesk Revit Architecture 2013 - 20121003_2115(x64) | Autodesk.Revit.DB.FamilyInstance:OST_Doors:Geometry | n/a | 0 | 0 | 0
Door 2C07-box-lowerleft | rich.mitrenga@autodesk.com | 2012-11-14T15:57:40 | box-lowerleft | Component | Door 2C07 | -28.241 | 44.0052 | 4.57 | Autodesk Revit Architecture 2013 - 20121003_2115(x64) | Autodesk.Revit.DB.FamilyInstance:OST_Doors:Geometry | n/a | 0 | 0 | 0
Door 2C07-box-upperright | rich.mitrenga@autodesk.com | 2012-11-14T15:57:40 | box-upperright | Component | Door 2C07 | -27.174 | 45.0694 | 6.78 | Autodesk Revit Architecture 2013 - 20121003_2115(x64) | Autodesk.Revit.DB.FamilyInstance:OST_Doors:Geometry | n/a | 0 | 0 | 0
Door 2CC3-point | rich.mitrenga@autodesk.com | 2012-11-14T15:57:40 | point | Component | Door 2CC3 | -27.122 | 46.1969 | 4.57 | Autodesk Revit Architecture 2013 - 20121003_2115(x64) | Autodesk.Revit.DB.FamilyInstance:OST_Doors:Geometry | n/a | 270 | 0 | 0
Door 2CC3-box-lowerleft | rich.mitrenga@autodesk.com | 2012-11-14T15:57:40 | box-lowerleft | Component | Door 2CC3 | -28.0993 | 45.6634 | 4.57 | Autodesk Revit Architecture 2013 - 20121003_2115(x64) | Autodesk.Revit.DB.FamilyInstance:OST_Doors:Geometry | n/a | 0 | 0 | 0
Door 2CC3-box-upperright | rich.mitrenga@autodesk.com | 2012-11-14T15:57:40 | box-upperright | Component | Door 2CC3 | -27.035 | 46.7304 | 6.78 | Autodesk Revit Architecture 2013 - 20121003_2115(x64) | Autodesk.Revit.DB.FamilyInstance:OST_Doors:Geometry | n/a | 0 | 0 | 0
Door 2C08-point | rich.mitrenga@autodesk.com | 2012-11-14T15:57:40 | point | Component | Door 2C08 | -31.548 | 43.6629 | 4.57 | Autodesk Revit Architecture 2013 - 20121003_2115(x64) | Autodesk.Revit.DB.FamilyInstance:OST_Doors:Geometry | n/a | 90 | 0 | 0
Door 2C08-box-lowerleft | rich.mitrenga@autodesk.com | 2012-11-14T15:57:40 | box-lowerleft | Component | Door 2C08 | -31.635 | 43.1294 | 4.57 | Autodesk Revit Architecture 2013 - 20121003_2115(x64) | Autodesk.Revit.DB.FamilyInstance:OST_Doors:Geometry | n/a | 0 | 0 | 0
Door 2C08-box-upperright | rich.mitrenga@autodesk.com | 2012-11-14T15:57:40 | box-upperright | Component | Door 2C08 | -30.5707 | 44.1964 | 6.78 | Autodesk Revit Architecture 2013 - 20121003_2115(x64) | Autodesk.Revit.DB.FamilyInstance:OST_Doors:Geometry | n/a | 0 | 0 | 0
Door 2C03-point | rich.mitrenga@autodesk.com | 2012-11-14T15:57:40 | point | Component | Door 2C03 | -23.3715 | 44.9824 | 4.57 | Autodesk Revit Architecture 2013 - 20121003_2115(x64) | Autodesk.Revit.DB.FamilyInstance:OST_Doors:Geometry | n/a | 0 | 0 | 0
Door 2C03-box-lowerleft | rich.mitrenga@autodesk.com | 2012-11-14T15:57:40 | box-lowerleft | Component | Door 2C03 | -23.905 | 44.0052 | 4.57 | Autodesk Revit Architecture 2013 - 20121003_2115(x64) | Autodesk.Revit.DB.FamilyInstance:OST_Doors:Geometry | n/a | 0 | 0 | 0
Door 2C03-box-upperright | rich.mitrenga@autodesk.com | 2012-11-14T15:57:40 | box-upperright | Component | Door 2C03 | -22.838 | 45.0694 | 6.78 | Autodesk Revit Architecture 2013 - 20121003_2115(x64) | Autodesk.Revit.DB.FamilyInstance:OST_Doors:Geometry | n/a | 0 | 0 | 0
Door 2C01-point | rich.mitrenga@autodesk.com | 2012-11-14T15:57:40 | point | Component | Door 2C01 | -20.8475 | 44.9824 | 4.57 | Autodesk Revit Architecture 2013 - 20121003_2115(x64) | Autodesk.Revit.DB.FamilyInstance:OST_Doors:Geometry | n/a | 0 | 0 | 0
Door 2C01-box-lowerleft | rich.mitrenga@autodesk.com | 2012-11-14T15:57:40 | box-lowerleft | Component | Door 2C01 | -21.381 | 44.0052 | 4.57 | Autodesk Revit Architecture 2013 - 20121003_2115(x64) | Autodesk.Revit.DB.FamilyInstance:OST_Doors:Geometry | n/a | 0 | 0 | 0
Door 2C01-box-upperright | rich.mitrenga@autodesk.com | 2012-11-14T15:57:40 | box-upperright | Component | Door 2C01 | -20.314 | 45.0694 | 6.78 | Autodesk Revit Architecture 2013 - 20121003_2115(x64) | Autodesk.Revit.DB.FamilyInstance:OST_Doors:Geometry | n/a | 0 | 0 | 0
Door 2AC2-point | rich.mitrenga@autodesk.com | 2012-11-14T15:57:40 | point | Component | Door 2AC2 | -18.6775 | 43.9774 | 4.57 | Autodesk Revit Architecture 2013 - 20121003_2115(x64) | Autodesk.Revit.DB.FamilyInstance:OST_Doors:Geometry | n/a | 0 | 0 | 0
Door 2AC2-box-lowerleft | rich.mitrenga@autodesk.com | 2012-11-14T15:57:40 | box-lowerleft | Component | Door 2AC2 | -19.211 | 43.8904 | 4.57 | Autodesk Revit Architecture 2013 - 20121003_2115(x64) | Autodesk.Revit.DB.FamilyInstance:OST_Doors:Geometry | n/a | 0 | 0 | 0
Door 2AC2-box-upperright | rich.mitrenga@autodesk.com | 2012-11-14T15:57:40 | box-upperright | Component | Door 2AC2 | -18.144 | 44.9547 | 6.78 | Autodesk Revit Architecture 2013 - 20121003_2115(x64) | Autodesk.Revit.DB.FamilyInstance:OST_Doors:Geometry | n/a | 0 | 0 | 0
Door 2A04-point | rich.mitrenga@autodesk.com | 2012-11-14T15:57:40 | point | Component | Door 2A04 | -2.3485 | 46.3264 | 4.57 | Autodesk Revit Architecture 2013 - 20121003_2115(x64) | Autodesk.Revit.DB.FamilyInstance:OST_Doors:Geometry | n/a | 180 | 0 | 0
Door 2A04-box-lowerleft | rich.mitrenga@autodesk.com | 2012-11-14T15:57:40 | box-lowerleft | Component | Door 2A04 | -2.882 | 46.2394 | 4.57 | Autodesk Revit Architecture 2013 - 20121003_2115(x64) | Autodesk.Revit.DB.FamilyInstance:OST_Doors:Geometry | n/a | 0 | 0 | 0
Door 2A04-box-upperright | rich.mitrenga@autodesk.com | 2012-11-14T15:57:40 | box-upperright | Component | Door 2A04 | -1.815 | 47.3037 | 6.78 | Autodesk Revit Architecture 2013 - 20121003_2115(x64) | Autodesk.Revit.DB.FamilyInstance:OST_Doors:Geometry | n/a | 0 | 0 | 0
Door 2A03-point | rich.mitrenga@autodesk.com | 2012-11-14T15:57:40 | point | Component | Door 2A03 | -4.208 | 43.3519 | 4.57 | Autodesk Revit Architecture 2013 - 20121003_2115(x64) | Autodesk.Revit.DB.FamilyInstance:OST_Doors:Geometry | n/a | 90 | 0 | 0
Door 2A03-box-lowerleft | rich.mitrenga@autodesk.com | 2012-11-14T15:57:40 | box-lowerleft | Component | Door 2A03 | -4.295 | 42.8184 | 4.57 | Autodesk Revit Architecture 2013 - 20121003_2115(x64) | Autodesk.Revit.DB.FamilyInstance:OST_Doors:Geometry | n/a | 0 | 0 | 0
Door 2A03-box-upperright | rich.mitrenga@autodesk.com | 2012-11-14T15:57:40 | box-upperright | Component | Door 2A03 | -3.2307 | 43.8854 | 6.78 | Autodesk Revit Architecture 2013 - 20121003_2115(x64) | Autodesk.Revit.DB.FamilyInstance:OST_Doors:Geometry | n/a | 0 | 0 | 0
Door 2A02-point | rich.mitrenga@autodesk.com | 2012-11-14T15:57:40 | point | Component | Door 2A02 | -2.6885 | 42.7324 | 4.57 | Autodesk Revit Architecture 2013 - 20121003_2115(x64) | Autodesk.Revit.DB.FamilyInstance:OST_Doors:Geometry | n/a | 180 | 0 | 0
Door 2A02-box-lowerleft | rich.mitrenga@autodesk.com | 2012-11-14T15:57:40 | box-lowerleft | Component | Door 2A02 | -3.222 | 41.7552 | 4.57 | Autodesk Revit Architecture 2013 - 20121003_2115(x64) | Autodesk.Revit.DB.FamilyInstance:OST_Doors:Geometry | n/a | 0 | 0 | 0
Door 2A02-box-upperright | rich.mitrenga@autodesk.com | 2012-11-14T15:57:40 | box-upperright | Component | Door 2A02 | -2.155 | 42.8194 | 6.78 | Autodesk Revit Architecture 2013 - 20121003_2115(x64) | Autodesk.Revit.DB.FamilyInstance:OST_Doors:Geometry | n/a | 0 | 0 | 0
Door 2A13-point | rich.mitrenga@autodesk.com | 2012-11-14T15:57:40 | point | Component | Door 2A13 | -8.192 | 44.0379 | 4.57 | Autodesk Revit Architecture 2013 - 20121003_2115(x64) | Autodesk.Revit.DB.FamilyInstance:OST_Doors:Geometry | n/a | 270 | 0 | 0
Door 2A13-box-lowerleft | rich.mitrenga@autodesk.com | 2012-11-14T15:57:40 | box-lowerleft | Component | Door 2A13 | -8.279 | 43.5044 | 4.57 | Autodesk Revit Architecture 2013 - 20121003_2115(x64) | Autodesk.Revit.DB.FamilyInstance:OST_Doors:Geometry | n/a | 0 | 0 | 0
Door 2A13-box-upperright | rich.mitrenga@autodesk.com | 2012-11-14T15:57:40 | box-upperright | Component | Door 2A13 | -7.2147 | 44.5714 | 6.78 | Autodesk Revit Architecture 2013 - 20121003_2115(x64) | Autodesk.Revit.DB.FamilyInstance:OST_Doors:Geometry | n/a | 0 | 0 | 0
Door 2A12-point | rich.mitrenga@autodesk.com | 2012-11-14T15:57:40 | point | Component | Door 2A12 | -10.442 | 44.3629 | 4.57 | Autodesk Revit Architecture 2013 - 20121003_2115(x64) | Autodesk.Revit.DB.FamilyInstance:OST_Doors:Geometry | n/a | 270 | 0 | 0
Door 2A12-box-lowerleft | rich.mitrenga@autodesk.com | 2012-11-14T15:57:40 | box-lowerleft | Component | Door 2A12 | -10.529 | 43.8294 | 4.57 | Autodesk Revit Architecture 2013 - 20121003_2115(x64) | Autodesk.Revit.DB.FamilyInstance:OST_Doors:Geometry | n/a | 0 | 0 | 0
Door 2A12-box-upperright | rich.mitrenga@autodesk.com | 2012-11-14T15:57:40 | box-upperright | Component | Door 2A12 | -9.4647 | 44.8964 | 6.78 | Autodesk Revit Architecture 2013 - 20121003_2115(x64) | Autodesk.Revit.DB.FamilyInstance:OST_Doors:Geometry | n/a | 0 | 0 | 0
Door 2A11A-point | rich.mitrenga@autodesk.com | 2012-11-14T15:57:40 | point | Component | Door 2A11A | -12.4775 | 44.9824 | 4.57 | Autodesk Revit Architecture 2013 - 20121003_2115(x64) | Autodesk.Revit.DB.FamilyInstance:OST_Doors:Geometry | n/a | 0 | 0 | 0
Door 2A11A-box-lowerleft | rich.mitrenga@autodesk.com | 2012-11-14T15:57:40 | box-lowerleft | Component | Door 2A11A | -13.011 | 44.0052 | 4.57 | Autodesk Revit Architecture 2013 - 20121003_2115(x64) | Autodesk.Revit.DB.FamilyInstance:OST_Doors:Geometry | n/a | 0 | 0 | 0
Door 2A11A-box-upperright | rich.mitrenga@autodesk.com | 2012-11-14T15:57:40 | box-upperright | Component | Door 2A11A | -11.944 | 45.0694 | 6.78 | Autodesk Revit Architecture 2013 - 20121003_2115(x64) | Autodesk.Revit.DB.FamilyInstance:OST_Doors:Geometry | n/a | 0 | 0 | 0
Door 2AC5-point | rich.mitrenga@autodesk.com | 2012-11-14T15:57:40 | point | Component | Door 2AC5 | -10.943 | 40.6969 | 4.57 | Autodesk Revit Architecture 2013 - 20121003_2115(x64) | Autodesk.Revit.DB.FamilyInstance:OST_Doors:Geometry | n/a | 270 | 0 | 0
Door 2AC5-box-lowerleft | rich.mitrenga@autodesk.com | 2012-11-14T15:57:40 | box-lowerleft | Component | Door 2AC5 | -11.9203 | 40.1634 | 4.57 | Autodesk Revit Architecture 2013 - 20121003_2115(x64) | Autodesk.Revit.DB.FamilyInstance:OST_Doors:Geometry | n/a | 0 | 0 | 0
Door 2AC5-box-upperright | rich.mitrenga@autodesk.com | 2012-11-14T15:57:40 | box-upperright | Component | Door 2AC5 | -10.856 | 41.2304 | 6.78 | Autodesk Revit Architecture 2013 - 20121003_2115(x64) | Autodesk.Revit.DB.FamilyInstance:OST_Doors:Geometry | n/a | 0 | 0 | 0
Door 2A01-point | rich.mitrenga@autodesk.com | 2012-11-14T15:57:40 | point | Component | Door 2A01 | -4.208 | 39.5094 | 4.57 | Autodesk Revit Architecture 2013 - 20121003_2115(x64) | Autodesk.Revit.DB.FamilyInstance:OST_Doors:Geometry | n/a | 270 | 0 | 0
Door 2A01-box-lowerleft | rich.mitrenga@autodesk.com | 2012-11-14T15:57:40 | box-lowerleft | Component | Door 2A01 | -4.295 | 38.9759 | 4.57 | Autodesk Revit Architecture 2013 - 20121003_2115(x64) | Autodesk.Revit.DB.FamilyInstance:OST_Doors:Geometry | n/a | 0 | 0 | 0
Door 2A01-box-upperright | rich.mitrenga@autodesk.com | 2012-11-14T15:57:40 | box-upperright | Component | Door 2A01 | -3.2307 | 40.0429 | 6.78 | Autodesk Revit Architecture 2013 - 20121003_2115(x64) | Autodesk.Revit.DB.FamilyInstance:OST_Doors:Geometry | n/a | 0 | 0 | 0
Door 2A14-point | rich.mitrenga@autodesk.com | 2012-11-14T15:57:40 | point | Component | Door 2A14 | -4.8275 | 38.8824 | 4.57 | Autodesk Revit Architecture 2013 - 20121003_2115(x64) | Autodesk.Revit.DB.FamilyInstance:OST_Doors:Geometry | n/a | 0 | 0 | 0
Door 2A14-box-lowerleft | rich.mitrenga@autodesk.com | 2012-11-14T15:57:40 | box-lowerleft | Component | Door 2A14 | -5.361 | 37.9052 | 4.57 | Autodesk Revit Architecture 2013 - 20121003_2115(x64) | Autodesk.Revit.DB.FamilyInstance:OST_Doors:Geometry | n/a | 0 | 0 | 0
Door 2A14-box-upperright | rich.mitrenga@autodesk.com | 2012-11-14T15:57:40 | box-upperright | Component | Door 2A14 | -4.294 | 38.9694 | 6.78 | Autodesk Revit Architecture 2013 - 20121003_2115(x64) | Autodesk.Revit.DB.FamilyInstance:OST_Doors:Geometry | n/a | 0 | 0 | 0
Door 2C24-point | rich.mitrenga@autodesk.com | 2012-11-14T15:57:40 | point | Component | Door 2C24 | -21.2125 | 38.5764 | 4.57 | Autodesk Revit Architecture 2013 - 20121003_2115(x64) | Autodesk.Revit.DB.FamilyInstance:OST_Doors:Geometry | n/a | 180 | 0 | 0
Door 2C24-box-lowerleft | rich.mitrenga@autodesk.com | 2012-11-14T15:57:40 | box-lowerleft | Component | Door 2C24 | -21.746 | 38.4894 | 4.57 | Autodesk Revit Architecture 2013 - 20121003_2115(x64) | Autodesk.Revit.DB.FamilyInstance:OST_Doors:Geometry | n/a | 0 | 0 | 0
Door 2C24-box-upperright | rich.mitrenga@autodesk.com | 2012-11-14T15:57:40 | box-upperright | Component | Door 2C24 | -20.679 | 39.5536 | 6.78 | Autodesk Revit Architecture 2013 - 20121003_2115(x64) | Autodesk.Revit.DB.FamilyInstance:OST_Doors:Geometry | n/a | 0 | 0 | 0
Door 2C23-point | rich.mitrenga@autodesk.com | 2012-11-14T15:57:40 | point | Component | Door 2C23 | -21.2325 | 37.1364 | 4.57 | Autodesk Revit Architecture 2013 - 20121003_2115(x64) | Autodesk.Revit.DB.FamilyInstance:OST_Doors:Geometry | n/a | 180 | 0 | 0
Door 2C23-box-lowerleft | rich.mitrenga@autodesk.com | 2012-11-14T15:57:40 | box-lowerleft | Component | Door 2C23 | -21.766 | 36.1592 | 4.57 | Autodesk Revit Architecture 2013 - 20121003_2115(x64) | Autodesk.Revit.DB.FamilyInstance:OST_Doors:Geometry | n/a | 0 | 0 | 0
Door 2C23-box-upperright | rich.mitrenga@autodesk.com | 2012-11-14T15:57:40 | box-upperright | Component | Door 2C23 | -20.699 | 37.2234 | 6.78 | Autodesk Revit Architecture 2013 - 20121003_2115(x64) | Autodesk.Revit.DB.FamilyInstance:OST_Doors:Geometry | n/a | 0 | 0 | 0
Door 2C22-point | rich.mitrenga@autodesk.com | 2012-11-14T15:57:40 | point | Component | Door 2C22 | -31.548 | 36.6829 | 4.57 | Autodesk Revit Architecture 2013 - 20121003_2115(x64) | Autodesk.Revit.DB.FamilyInstance:OST_Doors:Geometry | n/a | 270 | 0 | 0
Door 2C22-box-lowerleft | rich.mitrenga@autodesk.com | 2012-11-14T15:57:40 | box-lowerleft | Component | Door 2C22 | -31.635 | 36.1494 | 4.57 | Autodesk Revit Architecture 2013 - 20121003_2115(x64) | Autodesk.Revit.DB.FamilyInstance:OST_Doors:Geometry | n/a | 0 | 0 | 0
Door 2C22-box-upperright | rich.mitrenga@autodesk.com | 2012-11-14T15:57:40 | box-upperright | Component | Door 2C22 | -30.5707 | 37.2164 | 6.78 | Autodesk Revit Architecture 2013 - 20121003_2115(x64) | Autodesk.Revit.DB.FamilyInstance:OST_Doors:Geometry | n/a | 0 | 0 | 0
Door 2C10-point | rich.mitrenga@autodesk.com | 2012-11-14T15:57:40 | point | Component | Door 2C10 | -34.7775 | 44.9824 | 4.57 | Autodesk Revit Architecture 2013 - 20121003_2115(x64) | Autodesk.Revit.DB.FamilyInstance:OST_Doors:Geometry | n/a | 0 | 0 | 0
Door 2C10-box-lowerleft | rich.mitrenga@autodesk.com | 2012-11-14T15:57:40 | box-lowerleft | Component | Door 2C10 | -35.311 | 44.0052 | 4.57 | Autodesk Revit Architecture 2013 - 20121003_2115(x64) | Autodesk.Revit.DB.FamilyInstance:OST_Doors:Geometry | n/a | 0 | 0 | 0
Door 2C10-box-upperright | rich.mitrenga@autodesk.com | 2012-11-14T15:57:40 | box-upperright | Component | Door 2C10 | -34.244 | 45.0694 | 6.78 | Autodesk Revit Architecture 2013 - 20121003_2115(x64) | Autodesk.Revit.DB.FamilyInstance:OST_Doors:Geometry | n/a | 0 | 0 | 0
Door 2C12-point | rich.mitrenga@autodesk.com | 2012-11-14T15:57:40 | point | Component | Door 2C12 | -37.1215 | 44.9824 | 4.57 | Autodesk Revit Architecture 2013 - 20121003_2115(x64) | Autodesk.Revit.DB.FamilyInstance:OST_Doors:Geometry | n/a | 0 | 0 | 0
Door 2C12-box-lowerleft | rich.mitrenga@autodesk.com | 2012-11-14T15:57:40 | box-lowerleft | Component | Door 2C12 | -37.655 | 44.0052 | 4.57 | Autodesk Revit Architecture 2013 - 20121003_2115(x64) | Autodesk.Revit.DB.FamilyInstance:OST_Doors:Geometry | n/a | 0 | 0 | 0
Door 2C12-box-upperright | rich.mitrenga@autodesk.com | 2012-11-14T15:57:40 | box-upperright | Component | Door 2C12 | -36.588 | 45.0694 | 6.78 | Autodesk Revit Architecture 2013 - 20121003_2115(x64) | Autodesk.Revit.DB.FamilyInstance:OST_Doors:Geometry | n/a | 0 | 0 | 0
Door 2C19-point | rich.mitrenga@autodesk.com | 2012-11-14T15:57:40 | point | Component | Door 2C19 | -33.382 | 40.4769 | 4.57 | Autodesk Revit Architecture 2013 - 20121003_2115(x64) | Autodesk.Revit.DB.FamilyInstance:OST_Doors:Geometry | n/a | 270 | 0 | 0
Door 2C19-box-lowerleft | rich.mitrenga@autodesk.com | 2012-11-14T15:57:40 | box-lowerleft | Component | Door 2C19 | -34.3593 | 39.9434 | 4.57 | Autodesk Revit Architecture 2013 - 20121003_2115(x64) | Autodesk.Revit.DB.FamilyInstance:OST_Doors:Geometry | n/a | 0 | 0 | 0
Door 2C19-box-upperright | rich.mitrenga@autodesk.com | 2012-11-14T15:57:40 | box-upperright | Component | Door 2C19 | -33.295 | 41.0104 | 6.78 | Autodesk Revit Architecture 2013 - 20121003_2115(x64) | Autodesk.Revit.DB.FamilyInstance:OST_Doors:Geometry | n/a | 0 | 0 | 0
Door 2C18-point | rich.mitrenga@autodesk.com | 2012-11-14T15:57:40 | point | Component | Door 2C18 | -42.9385 | 38.4564 | 4.57 | Autodesk Revit Architecture 2013 - 20121003_2115(x64) | Autodesk.Revit.DB.FamilyInstance:OST_Doors:Geometry | n/a | 0 | 0 | 0
Door 2C18-box-lowerleft | rich.mitrenga@autodesk.com | 2012-11-14T15:57:40 | box-lowerleft | Component | Door 2C18 | -43.472 | 37.4792 | 4.57 | Autodesk Revit Architecture 2013 - 20121003_2115(x64) | Autodesk.Revit.DB.FamilyInstance:OST_Doors:Geometry | n/a | 0 | 0 | 0
Door 2C18-box-upperright | rich.mitrenga@autodesk.com | 2012-11-14T15:57:40 | box-upperright | Component | Door 2C18 | -42.405 | 38.5434 | 6.78 | Autodesk Revit Architecture 2013 - 20121003_2115(x64) | Autodesk.Revit.DB.FamilyInstance:OST_Doors:Geometry | n/a | 0 | 0 | 0
Door 2CC1-point | rich.mitrenga@autodesk.com | 2012-11-14T15:57:40 | point | Component | Door 2CC1 | -32.7625 | 34.7964 | 4.57 | Autodesk Revit Architecture 2013 - 20121003_2115(x64) | Autodesk.Revit.DB.FamilyInstance:OST_Doors:Geometry | n/a | 180 | 0 | 0
Door 2CC1-box-lowerleft | rich.mitrenga@autodesk.com | 2012-11-14T15:57:40 | box-lowerleft | Component | Door 2CC1 | -33.296 | 34.7094 | 4.57 | Autodesk Revit Architecture 2013 - 20121003_2115(x64) | Autodesk.Revit.DB.FamilyInstance:OST_Doors:Geometry | n/a | 0 | 0 | 0
Door 2CC1-box-upperright | rich.mitrenga@autodesk.com | 2012-11-14T15:57:40 | box-upperright | Component | Door 2CC1 | -32.229 | 35.7736 | 6.78 | Autodesk Revit Architecture 2013 - 20121003_2115(x64) | Autodesk.Revit.DB.FamilyInstance:OST_Doors:Geometry | n/a | 0 | 0 | 0
Door 2D09-point | rich.mitrenga@autodesk.com | 2012-11-14T15:57:40 | point | Component | Door 2D09 | -43.6675 | 17.9524 | 4.57 | Autodesk Revit Architecture 2013 - 20121003_2115(x64) | Autodesk.Revit.DB.FamilyInstance:OST_Doors:Geometry | n/a | 0 | 0 | 0
Door 2D09-box-lowerleft | rich.mitrenga@autodesk.com | 2012-11-14T15:57:40 | box-lowerleft | Component | Door 2D09 | -44.201 | 17.8654 | 4.57 | Autodesk Revit Architecture 2013 - 20121003_2115(x64) | Autodesk.Revit.DB.FamilyInstance:OST_Doors:Geometry | n/a | 0 | 0 | 0
Door 2D09-box-upperright | rich.mitrenga@autodesk.com | 2012-11-14T15:57:40 | box-upperright | Component | Door 2D09 | -43.134 | 18.9297 | 6.78 | Autodesk Revit Architecture 2013 - 20121003_2115(x64) | Autodesk.Revit.DB.FamilyInstance:OST_Doors:Geometry | n/a | 0 | 0 | 0
Door 2D08-point | rich.mitrenga@autodesk.com | 2012-11-14T15:57:40 | point | Component | Door 2D08 | -42.4685 | 18.2864 | 4.57 | Autodesk Revit Architecture 2013 - 20121003_2115(x64) | Autodesk.Revit.DB.FamilyInstance:OST_Doors:Geometry | n/a | 180 | 0 | 0
Door 2D08-box-lowerleft | rich.mitrenga@autodesk.com | 2012-11-14T15:57:40 | box-lowerleft | Component | Door 2D08 | -43.002 | 18.1994 | 4.57 | Autodesk Revit Architecture 2013 - 20121003_2115(x64) | Autodesk.Revit.DB.FamilyInstance:OST_Doors:Geometry | n/a | 0 | 0 | 0
Door 2D08-box-upperright | rich.mitrenga@autodesk.com | 2012-11-14T15:57:40 | box-upperright | Component | Door 2D08 | -41.935 | 19.2637 | 6.78 | Autodesk Revit Architecture 2013 - 20121003_2115(x64) | Autodesk.Revit.DB.FamilyInstance:OST_Doors:Geometry | n/a | 0 | 0 | 0
Door 2D07-point | rich.mitrenga@autodesk.com | 2012-11-14T15:57:40 | point | Component | Door 2D07 | -37.7815 | 18.2864 | 4.57 | Autodesk Revit Architecture 2013 - 20121003_2115(x64) | Autodesk.Revit.DB.FamilyInstance:OST_Doors:Geometry | n/a | 0 | 0 | 0
Door 2D07-box-lowerleft | rich.mitrenga@autodesk.com | 2012-11-14T15:57:40 | box-lowerleft | Component | Door 2D07 | -38.315 | 18.1994 | 4.57 | Autodesk Revit Architecture 2013 - 20121003_2115(x64) | Autodesk.Revit.DB.FamilyInstance:OST_Doors:Geometry | n/a | 0 | 0 | 0
Door 2D07-box-upperright | rich.mitrenga@autodesk.com | 2012-11-14T15:57:40 | box-upperright | Component | Door 2D07 | -37.248 | 19.2637 | 6.78 | Autodesk Revit Architecture 2013 - 20121003_2115(x64) | Autodesk.Revit.DB.FamilyInstance:OST_Doors:Geometry | n/a | 0 | 0 | 0
Door 2D06-point | rich.mitrenga@autodesk.com | 2012-11-14T15:57:40 | point | Component | Door 2D06 | -36.1225 | 18.2864 | 4.57 | Autodesk Revit Architecture 2013 - 20121003_2115(x64) | Autodesk.Revit.DB.FamilyInstance:OST_Doors:Geometry | n/a | 180 | 0 | 0
Door 2D06-box-lowerleft | rich.mitrenga@autodesk.com | 2012-11-14T15:57:40 | box-lowerleft | Component | Door 2D06 | -36.656 | 18.1994 | 4.57 | Autodesk Revit Architecture 2013 - 20121003_2115(x64) | Autodesk.Revit.DB.FamilyInstance:OST_Doors:Geometry | n/a | 0 | 0 | 0
Door 2D06-box-upperright | rich.mitrenga@autodesk.com | 2012-11-14T15:57:40 | box-upperright | Component | Door 2D06 | -35.589 | 19.2637 | 6.78 | Autodesk Revit Architecture 2013 - 20121003_2115(x64) | Autodesk.Revit.DB.FamilyInstance:OST_Doors:Geometry | n/a | 0 | 0 | 0
Door 2DC2-point | rich.mitrenga@autodesk.com | 2012-11-14T15:57:40 | point | Component | Door 2DC2 | -32.7625 | 18.2864 | 4.57 | Autodesk Revit Architecture 2013 - 20121003_2115(x64) | Autodesk.Revit.DB.FamilyInstance:OST_Doors:Geometry | n/a | 180 | 0 | 0
Door 2DC2-box-lowerleft | rich.mitrenga@autodesk.com | 2012-11-14T15:57:40 | box-lowerleft | Component | Door 2DC2 | -33.296 | 17.3092 | 4.57 | Autodesk Revit Architecture 2013 - 20121003_2115(x64) | Autodesk.Revit.DB.FamilyInstance:OST_Doors:Geometry | n/a | 0 | 0 | 0
Door 2DC2-box-upperright | rich.mitrenga@autodesk.com | 2012-11-14T15:57:40 | box-upperright | Component | Door 2DC2 | -32.229 | 18.3734 | 6.78 | Autodesk Revit Architecture 2013 - 20121003_2115(x64) | Autodesk.Revit.DB.FamilyInstance:OST_Doors:Geometry | n/a | 0 | 0 | 0
Door 2D06A-point | rich.mitrenga@autodesk.com | 2012-11-14T15:57:40 | point | Component | Door 2D06A | -33.382 | 19.7319 | 4.57 | Autodesk Revit Architecture 2013 - 20121003_2115(x64) | Autodesk.Revit.DB.FamilyInstance:OST_Doors:Geometry | n/a | 90 | 0 | 0
Door 2D06A-box-lowerleft | rich.mitrenga@autodesk.com | 2012-11-14T15:57:40 | box-lowerleft | Component | Door 2D06A | -34.3593 | 19.1984 | 4.57 | Autodesk Revit Architecture 2013 - 20121003_2115(x64) | Autodesk.Revit.DB.FamilyInstance:OST_Doors:Geometry | n/a | 0 | 0 | 0
Door 2D06A-box-upperright | rich.mitrenga@autodesk.com | 2012-11-14T15:57:40 | box-upperright | Component | Door 2D06A | -33.295 | 20.2654 | 6.78 | Autodesk Revit Architecture 2013 - 20121003_2115(x64) | Autodesk.Revit.DB.FamilyInstance:OST_Doors:Geometry | n/a | 0 | 0 | 0
Door 2D04A-point | rich.mitrenga@autodesk.com | 2012-11-14T15:57:40 | point | Component | Door 2D04A | -27.003 | 21.7959 | 4.57 | Autodesk Revit Architecture 2013 - 20121003_2115(x64) | Autodesk.Revit.DB.FamilyInstance:OST_Doors:Geometry | n/a | 90 | 0 | 0
Door 2D04A-box-lowerleft | rich.mitrenga@autodesk.com | 2012-11-14T15:57:40 | box-lowerleft | Component | Door 2D04A | -27.09 | 21.2624 | 4.57 | Autodesk Revit Architecture 2013 - 20121003_2115(x64) | Autodesk.Revit.DB.FamilyInstance:OST_Doors:Geometry | n/a | 0 | 0 | 0
Door 2D04A-box-upperright | rich.mitrenga@autodesk.com | 2012-11-14T15:57:40 | box-upperright | Component | Door 2D04A | -26.0257 | 22.3294 | 6.78 | Autodesk Revit Architecture 2013 - 20121003_2115(x64) | Autodesk.Revit.DB.FamilyInstance:OST_Doors:Geometry | n/a | 0 | 0 | 0
Door 2D04-point | rich.mitrenga@autodesk.com | 2012-11-14T15:57:40 | point | Component | Door 2D04 | -24.7525 | 21.2164 | 4.57 | Autodesk Revit Architecture 2013 - 20121003_2115(x64) | Autodesk.Revit.DB.FamilyInstance:OST_Doors:Geometry | n/a | 0 | 0 | 0
Door 2D04-box-lowerleft | rich.mitrenga@autodesk.com | 2012-11-14T15:57:40 | box-lowerleft | Component | Door 2D04 | -25.286 | 21.1294 | 4.57 | Autodesk Revit Architecture 2013 - 20121003_2115(x64) | Autodesk.Revit.DB.FamilyInstance:OST_Doors:Geometry | n/a | 0 | 0 | 0
Door 2D04-box-upperright | rich.mitrenga@autodesk.com | 2012-11-14T15:57:40 | box-upperright | Component | Door 2D04 | -24.219 | 22.1937 | 6.78 | Autodesk Revit Architecture 2013 - 20121003_2115(x64) | Autodesk.Revit.DB.FamilyInstance:OST_Doors:Geometry | n/a | 0 | 0 | 0
Door 2D01-point | rich.mitrenga@autodesk.com | 2012-11-14T15:57:40 | point | Component | Door 2D01 | -24.133 | 22.9429 | 4.57 | Autodesk Revit Architecture 2013 - 20121003_2115(x64) | Autodesk.Revit.DB.FamilyInstance:OST_Doors:Geometry | n/a | 270 | 0 | 0
Door 2D01-box-lowerleft | rich.mitrenga@autodesk.com | 2012-11-14T15:57:40 | box-lowerleft | Component | Door 2D01 | -24.22 | 22.4094 | 4.57 | Autodesk Revit Architecture 2013 - 20121003_2115(x64) | Autodesk.Revit.DB.FamilyInstance:OST_Doors:Geometry | n/a | 0 | 0 | 0
Door 2D01-box-upperright | rich.mitrenga@autodesk.com | 2012-11-14T15:57:40 | box-upperright | Component | Door 2D01 | -23.1557 | 23.4764 | 6.78 | Autodesk Revit Architecture 2013 - 20121003_2115(x64) | Autodesk.Revit.DB.FamilyInstance:OST_Doors:Geometry | n/a | 0 | 0 | 0
Door 2D02-point | rich.mitrenga@autodesk.com | 2012-11-14T15:57:40 | point | Component | Door 2D02 | -24.133 | 24.1419 | 4.57 | Autodesk Revit Architecture 2013 - 20121003_2115(x64) | Autodesk.Revit.DB.FamilyInstance:OST_Doors:Geometry | n/a | 90 | 0 | 0
Door 2D02-box-lowerleft | rich.mitrenga@autodesk.com | 2012-11-14T15:57:40 | box-lowerleft | Component | Door 2D02 | -24.22 | 23.6084 | 4.57 | Autodesk Revit Architecture 2013 - 20121003_2115(x64) | Autodesk.Revit.DB.FamilyInstance:OST_Doors:Geometry | n/a | 0 | 0 | 0
Door 2D02-box-upperright | rich.mitrenga@autodesk.com | 2012-11-14T15:57:40 | box-upperright | Component | Door 2D02 | -23.1557 | 24.6754 | 6.78 | Autodesk Revit Architecture 2013 - 20121003_2115(x64) | Autodesk.Revit.DB.FamilyInstance:OST_Doors:Geometry | n/a | 0 | 0 | 0
Door 2D03-point | rich.mitrenga@autodesk.com | 2012-11-14T15:57:40 | point | Component | Door 2D03 | -24.133 | 26.6659 | 4.57 | Autodesk Revit Architecture 2013 - 20121003_2115(x64) | Autodesk.Revit.DB.FamilyInstance:OST_Doors:Geometry | n/a | 90 | 0 | 0
Door 2D03-box-lowerleft | rich.mitrenga@autodesk.com | 2012-11-14T15:57:40 | box-lowerleft | Component | Door 2D03 | -24.22 | 26.1324 | 4.57 | Autodesk Revit Architecture 2013 - 20121003_2115(x64) | Autodesk.Revit.DB.FamilyInstance:OST_Doors:Geometry | n/a | 0 | 0 | 0
Door 2D03-box-upperright | rich.mitrenga@autodesk.com | 2012-11-14T15:57:40 | box-upperright | Component | Door 2D03 | -23.1557 | 27.1994 | 6.78 | Autodesk Revit Architecture 2013 - 20121003_2115(x64) | Autodesk.Revit.DB.FamilyInstance:OST_Doors:Geometry | n/a | 0 | 0 | 0
Door 2BC2-point | rich.mitrenga@autodesk.com | 2012-11-14T15:57:40 | point | Component | Door 2BC2 | -19.2725 | 22.9124 | 4.57 | Autodesk Revit Architecture 2013 - 20121003_2115(x64) | Autodesk.Revit.DB.FamilyInstance:OST_Doors:Geometry | n/a | 180 | 0 | 0
Door 2BC2-box-lowerleft | rich.mitrenga@autodesk.com | 2012-11-14T15:57:40 | box-lowerleft | Component | Door 2BC2 | -19.806 | 21.9352 | 4.57 | Autodesk Revit Architecture 2013 - 20121003_2115(x64) | Autodesk.Revit.DB.FamilyInstance:OST_Doors:Geometry | n/a | 0 | 0 | 0
Door 2BC2-box-upperright | rich.mitrenga@autodesk.com | 2012-11-14T15:57:40 | box-upperright | Component | Door 2BC2 | -18.739 | 22.9994 | 6.78 | Autodesk Revit Architecture 2013 - 20121003_2115(x64) | Autodesk.Revit.DB.FamilyInstance:OST_Doors:Geometry | n/a | 0 | 0 | 0
Door 2BC1-point | rich.mitrenga@autodesk.com | 2012-11-14T15:57:40 | point | Component | Door 2BC1 | -16.768 | 24.9269 | 4.57 | Autodesk Revit Architecture 2013 - 20121003_2115(x64) | Autodesk.Revit.DB.FamilyInstance:OST_Doors:Geometry | n/a | 270 | 0 | 0
Door 2BC1-box-lowerleft | rich.mitrenga@autodesk.com | 2012-11-14T15:57:40 | box-lowerleft | Component | Door 2BC1 | -17.7453 | 24.3934 | 4.57 | Autodesk Revit Architecture 2013 - 20121003_2115(x64) | Autodesk.Revit.DB.FamilyInstance:OST_Doors:Geometry | n/a | 0 | 0 | 0
Door 2BC1-box-upperright | rich.mitrenga@autodesk.com | 2012-11-14T15:57:40 | box-upperright | Component | Door 2BC1 | -16.681 | 25.4604 | 6.78 | Autodesk Revit Architecture 2013 - 20121003_2115(x64) | Autodesk.Revit.DB.FamilyInstance:OST_Doors:Geometry | n/a | 0 | 0 | 0
Door 2BC6-point | rich.mitrenga@autodesk.com | 2012-11-14T15:57:40 | point | Component | Door 2BC6 | -12.948 | 23.5319 | 4.57 | Autodesk Revit Architecture 2013 - 20121003_2115(x64) | Autodesk.Revit.DB.FamilyInstance:OST_Doors:Geometry | n/a | 90 | 0 | 0
Door 2BC6-box-lowerleft | rich.mitrenga@autodesk.com | 2012-11-14T15:57:40 | box-lowerleft | Component | Door 2BC6 | -13.9253 | 22.9984 | 4.57 | Autodesk Revit Architecture 2013 - 20121003_2115(x64) | Autodesk.Revit.DB.FamilyInstance:OST_Doors:Geometry | n/a | 0 | 0 | 0
Door 2BC6-box-upperright | rich.mitrenga@autodesk.com | 2012-11-14T15:57:40 | box-upperright | Component | Door 2BC6 | -12.861 | 24.0654 | 6.78 | Autodesk Revit Architecture 2013 - 20121003_2115(x64) | Autodesk.Revit.DB.FamilyInstance:OST_Doors:Geometry | n/a | 0 | 0 | 0
Door 2B10-point | rich.mitrenga@autodesk.com | 2012-11-14T15:57:40 | point | Component | Door 2B10 | -12.393 | 22.9124 | 4.57 | Autodesk Revit Architecture 2013 - 20121003_2115(x64) | Autodesk.Revit.DB.FamilyInstance:OST_Doors:Geometry | n/a | 0 | 0 | 0
Door 2B10-box-lowerleft | rich.mitrenga@autodesk.com | 2012-11-14T15:57:40 | box-lowerleft | Component | Door 2B10 | -12.9265 | 21.9352 | 4.57 | Autodesk Revit Architecture 2013 - 20121003_2115(x64) | Autodesk.Revit.DB.FamilyInstance:OST_Doors:Geometry | n/a | 0 | 0 | 0
Door 2B10-box-upperright | rich.mitrenga@autodesk.com | 2012-11-14T15:57:40 | box-upperright | Component | Door 2B10 | -11.8595 | 22.9994 | 6.78 | Autodesk Revit Architecture 2013 - 20121003_2115(x64) | Autodesk.Revit.DB.FamilyInstance:OST_Doors:Geometry | n/a | 0 | 0 | 0
Door 2B09-point | rich.mitrenga@autodesk.com | 2012-11-14T15:57:40 | point | Component | Door 2B09 | -11.7725 | 24.7464 | 4.57 | Autodesk Revit Architecture 2013 - 20121003_2115(x64) | Autodesk.Revit.DB.FamilyInstance:OST_Doors:Geometry | n/a | 180 | 0 | 0
Door 2B09-box-lowerleft | rich.mitrenga@autodesk.com | 2012-11-14T15:57:40 | box-lowerleft | Component | Door 2B09 | -12.306 | 24.6594 | 4.57 | Autodesk Revit Architecture 2013 - 20121003_2115(x64) | Autodesk.Revit.DB.FamilyInstance:OST_Doors:Geometry | n/a | 0 | 0 | 0
Door 2B09-box-upperright | rich.mitrenga@autodesk.com | 2012-11-14T15:57:40 | box-upperright | Component | Door 2B09 | -11.239 | 25.7237 | 6.78 | Autodesk Revit Architecture 2013 - 20121003_2115(x64) | Autodesk.Revit.DB.FamilyInstance:OST_Doors:Geometry | n/a | 0 | 0 | 0
Door 2B08-point | rich.mitrenga@autodesk.com | 2012-11-14T15:57:40 | point | Component | Door 2B08 | -9.8075 | 22.9124 | 4.57 | Autodesk Revit Architecture 2013 - 20121003_2115(x64) | Autodesk.Revit.DB.FamilyInstance:OST_Doors:Geometry | n/a | 0 | 0 | 0
Door 2B08-box-lowerleft | rich.mitrenga@autodesk.com | 2012-11-14T15:57:40 | box-lowerleft | Component | Door 2B08 | -10.341 | 21.9352 | 4.57 | Autodesk Revit Architecture 2013 - 20121003_2115(x64) | Autodesk.Revit.DB.FamilyInstance:OST_Doors:Geometry | n/a | 0 | 0 | 0
Door 2B08-box-upperright | rich.mitrenga@autodesk.com | 2012-11-14T15:57:40 | box-upperright | Component | Door 2B08 | -9.274 | 22.9994 | 6.78 | Autodesk Revit Architecture 2013 - 20121003_2115(x64) | Autodesk.Revit.DB.FamilyInstance:OST_Doors:Geometry | n/a | 0 | 0 | 0
Door 2B06-point | rich.mitrenga@autodesk.com | 2012-11-14T15:57:40 | point | Component | Door 2B06 | -8.6085 | 22.9124 | 4.57 | Autodesk Revit Architecture 2013 - 20121003_2115(x64) | Autodesk.Revit.DB.FamilyInstance:OST_Doors:Geometry | n/a | 180 | 0 | 0
Door 2B06-box-lowerleft | rich.mitrenga@autodesk.com | 2012-11-14T15:57:40 | box-lowerleft | Component | Door 2B06 | -9.142 | 21.9352 | 4.57 | Autodesk Revit Architecture 2013 - 20121003_2115(x64) | Autodesk.Revit.DB.FamilyInstance:OST_Doors:Geometry | n/a | 0 | 0 | 0
Door 2B06-box-upperright | rich.mitrenga@autodesk.com | 2012-11-14T15:57:40 | box-upperright | Component | Door 2B06 | -8.075 | 22.9994 | 6.78 | Autodesk Revit Architecture 2013 - 20121003_2115(x64) | Autodesk.Revit.DB.FamilyInstance:OST_Doors:Geometry | n/a | 0 | 0 | 0
Door 2B07-point | rich.mitrenga@autodesk.com | 2012-11-14T15:57:40 | point | Component | Door 2B07 | -7.2715 | 24.7464 | 4.57 | Autodesk Revit Architecture 2013 - 20121003_2115(x64) | Autodesk.Revit.DB.FamilyInstance:OST_Doors:Geometry | n/a | 0 | 0 | 0
Door 2B07-box-lowerleft | rich.mitrenga@autodesk.com | 2012-11-14T15:57:40 | box-lowerleft | Component | Door 2B07 | -7.805 | 24.6594 | 4.57 | Autodesk Revit Architecture 2013 - 20121003_2115(x64) | Autodesk.Revit.DB.FamilyInstance:OST_Doors:Geometry | n/a | 0 | 0 | 0
Door 2B07-box-upperright | rich.mitrenga@autodesk.com | 2012-11-14T15:57:40 | box-upperright | Component | Door 2B07 | -6.738 | 25.7237 | 6.78 | Autodesk Revit Architecture 2013 - 20121003_2115(x64) | Autodesk.Revit.DB.FamilyInstance:OST_Doors:Geometry | n/a | 0 | 0 | 0
Door 2B04-point | rich.mitrenga@autodesk.com | 2012-11-14T15:57:40 | point | Component | Door 2B04 | -6.0725 | 24.7464 | 4.57 | Autodesk Revit Architecture 2013 - 20121003_2115(x64) | Autodesk.Revit.DB.FamilyInstance:OST_Doors:Geometry | n/a | 180 | 0 | 0
Door 2B04-box-lowerleft | rich.mitrenga@autodesk.com | 2012-11-14T15:57:40 | box-lowerleft | Component | Door 2B04 | -6.606 | 24.6594 | 4.57 | Autodesk Revit Architecture 2013 - 20121003_2115(x64) | Autodesk.Revit.DB.FamilyInstance:OST_Doors:Geometry | n/a | 0 | 0 | 0
Door 2B04-box-upperright | rich.mitrenga@autodesk.com | 2012-11-14T15:57:40 | box-upperright | Component | Door 2B04 | -5.539 | 25.7237 | 6.78 | Autodesk Revit Architecture 2013 - 20121003_2115(x64) | Autodesk.Revit.DB.FamilyInstance:OST_Doors:Geometry | n/a | 0 | 0 | 0
Door 2B05-point | rich.mitrenga@autodesk.com | 2012-11-14T15:57:40 | point | Component | Door 2B05 | -5.262 | 20.6959 | 4.57 | Autodesk Revit Architecture 2013 - 20121003_2115(x64) | Autodesk.Revit.DB.FamilyInstance:OST_Doors:Geometry | n/a | 90 | 0 | 0
Door 2B05-box-lowerleft | rich.mitrenga@autodesk.com | 2012-11-14T15:57:40 | box-lowerleft | Component | Door 2B05 | -6.2393 | 20.1624 | 4.57 | Autodesk Revit Architecture 2013 - 20121003_2115(x64) | Autodesk.Revit.DB.FamilyInstance:OST_Doors:Geometry | n/a | 0 | 0 | 0
Door 2B05-box-upperright | rich.mitrenga@autodesk.com | 2012-11-14T15:57:40 | box-upperright | Component | Door 2B05 | -5.175 | 21.2294 | 6.78 | Autodesk Revit Architecture 2013 - 20121003_2115(x64) | Autodesk.Revit.DB.FamilyInstance:OST_Doors:Geometry | n/a | 0 | 0 | 0
Door 2BC4-point | rich.mitrenga@autodesk.com | 2012-11-14T15:57:40 | point | Component | Door 2BC4 | -4.0475 | 21.339 | 4.57 | Autodesk Revit Architecture 2013 - 20121003_2115(x64) | Autodesk.Revit.DB.FamilyInstance:OST_Doors:Geometry | n/a | 0 | 0 | 0
Door 2BC4-box-lowerleft | rich.mitrenga@autodesk.com | 2012-11-14T15:57:40 | box-lowerleft | Component | Door 2BC4 | -4.581 | 20.3618 | 4.57 | Autodesk Revit Architecture 2013 - 20121003_2115(x64) | Autodesk.Revit.DB.FamilyInstance:OST_Doors:Geometry | n/a | 0 | 0 | 0
Door 2BC4-box-upperright | rich.mitrenga@autodesk.com | 2012-11-14T15:57:40 | box-upperright | Component | Door 2BC4 | -3.514 | 21.426 | 6.78 | Autodesk Revit Architecture 2013 - 20121003_2115(x64) | Autodesk.Revit.DB.FamilyInstance:OST_Doors:Geometry | n/a | 0 | 0 | 0
Door 2B01-point | rich.mitrenga@autodesk.com | 2012-11-14T15:57:40 | point | Component | Door 2B01 | -3.428 | 22.7429 | 4.57 | Autodesk Revit Architecture 2013 - 20121003_2115(x64) | Autodesk.Revit.DB.FamilyInstance:OST_Doors:Geometry | n/a | 270 | 0 | 0
Door 2B01-box-lowerleft | rich.mitrenga@autodesk.com | 2012-11-14T15:57:40 | box-lowerleft | Component | Door 2B01 | -3.515 | 22.2094 | 4.57 | Autodesk Revit Architecture 2013 - 20121003_2115(x64) | Autodesk.Revit.DB.FamilyInstance:OST_Doors:Geometry | n/a | 0 | 0 | 0
Door 2B01-box-upperright | rich.mitrenga@autodesk.com | 2012-11-14T15:57:40 | box-upperright | Component | Door 2B01 | -2.4507 | 23.2764 | 6.78 | Autodesk Revit Architecture 2013 - 20121003_2115(x64) | Autodesk.Revit.DB.FamilyInstance:OST_Doors:Geometry | n/a | 0 | 0 | 0
Door 2B03-point | rich.mitrenga@autodesk.com | 2012-11-14T15:57:40 | point | Component | Door 2B03 | -3.2325 | 24.7464 | 4.57 | Autodesk Revit Architecture 2013 - 20121003_2115(x64) | Autodesk.Revit.DB.FamilyInstance:OST_Doors:Geometry | n/a | 180 | 0 | 0
Door 2B03-box-lowerleft | rich.mitrenga@autodesk.com | 2012-11-14T15:57:40 | box-lowerleft | Component | Door 2B03 | -3.766 | 24.6594 | 4.57 | Autodesk Revit Architecture 2013 - 20121003_2115(x64) | Autodesk.Revit.DB.FamilyInstance:OST_Doors:Geometry | n/a | 0 | 0 | 0
Door 2B03-box-upperright | rich.mitrenga@autodesk.com | 2012-11-14T15:57:40 | box-upperright | Component | Door 2B03 | -2.699 | 25.7237 | 6.78 | Autodesk Revit Architecture 2013 - 20121003_2115(x64) | Autodesk.Revit.DB.FamilyInstance:OST_Doors:Geometry | n/a | 0 | 0 | 0
Door 2B02-point | rich.mitrenga@autodesk.com | 2012-11-14T15:57:40 | point | Component | Door 2B02 | -1.748 | 24.1269 | 4.57 | Autodesk Revit Architecture 2013 - 20121003_2115(x64) | Autodesk.Revit.DB.FamilyInstance:OST_Doors:Geometry | n/a | 270 | 0 | 0
Door 2B02-box-lowerleft | rich.mitrenga@autodesk.com | 2012-11-14T15:57:40 | box-lowerleft | Component | Door 2B02 | -2.7253 | 23.5934 | 4.57 | Autodesk Revit Architecture 2013 - 20121003_2115(x64) | Autodesk.Revit.DB.FamilyInstance:OST_Doors:Geometry | n/a | 0 | 0 | 0
Door 2B02-box-upperright | rich.mitrenga@autodesk.com | 2012-11-14T15:57:40 | box-upperright | Component | Door 2B02 | -1.661 | 24.6604 | 6.78 | Autodesk Revit Architecture 2013 - 20121003_2115(x64) | Autodesk.Revit.DB.FamilyInstance:OST_Doors:Geometry | n/a | 0 | 0 | 0
Door 2B24-point | rich.mitrenga@autodesk.com | 2012-11-14T15:57:40 | point | Component | Door 2B24 | -3.428 | 18.4854 | 4.57 | Autodesk Revit Architecture 2013 - 20121003_2115(x64) | Autodesk.Revit.DB.FamilyInstance:OST_Doors:Geometry | n/a | 90 | 0 | 0
Door 2B24-box-lowerleft | rich.mitrenga@autodesk.com | 2012-11-14T15:57:40 | box-lowerleft | Component | Door 2B24 | -3.515 | 17.9519 | 4.57 | Autodesk Revit Architecture 2013 - 20121003_2115(x64) | Autodesk.Revit.DB.FamilyInstance:OST_Doors:Geometry | n/a | 0 | 0 | 0
Door 2B24-box-upperright | rich.mitrenga@autodesk.com | 2012-11-14T15:57:40 | box-upperright | Component | Door 2B24 | -2.4507 | 19.0189 | 6.78 | Autodesk Revit Architecture 2013 - 20121003_2115(x64) | Autodesk.Revit.DB.FamilyInstance:OST_Doors:Geometry | n/a | 0 | 0 | 0
Door 2B25-point | rich.mitrenga@autodesk.com | 2012-11-14T15:57:40 | point | Component | Door 2B25 | -5.262 | 19.4969 | 4.57 | Autodesk Revit Architecture 2013 - 20121003_2115(x64) | Autodesk.Revit.DB.FamilyInstance:OST_Doors:Geometry | n/a | 270 | 0 | 0
Door 2B25-box-lowerleft | rich.mitrenga@autodesk.com | 2012-11-14T15:57:40 | box-lowerleft | Component | Door 2B25 | -6.2393 | 18.9634 | 4.57 | Autodesk Revit Architecture 2013 - 20121003_2115(x64) | Autodesk.Revit.DB.FamilyInstance:OST_Doors:Geometry | n/a | 0 | 0 | 0
Door 2B25-box-upperright | rich.mitrenga@autodesk.com | 2012-11-14T15:57:40 | box-upperright | Component | Door 2B25 | -5.175 | 20.0304 | 6.78 | Autodesk Revit Architecture 2013 - 20121003_2115(x64) | Autodesk.Revit.DB.FamilyInstance:OST_Doors:Geometry | n/a | 0 | 0 | 0
Door 2B23-point | rich.mitrenga@autodesk.com | 2012-11-14T15:57:40 | point | Component | Door 2B23 | -3.428 | 15.5459 | 4.57 | Autodesk Revit Architecture 2013 - 20121003_2115(x64) | Autodesk.Revit.DB.FamilyInstance:OST_Doors:Geometry | n/a | 90 | 0 | 0
Door 2B23-box-lowerleft | rich.mitrenga@autodesk.com | 2012-11-14T15:57:40 | box-lowerleft | Component | Door 2B23 | -3.515 | 15.0124 | 4.57 | Autodesk Revit Architecture 2013 - 20121003_2115(x64) | Autodesk.Revit.DB.FamilyInstance:OST_Doors:Geometry | n/a | 0 | 0 | 0
Door 2B23-box-upperright | rich.mitrenga@autodesk.com | 2012-11-14T15:57:40 | box-upperright | Component | Door 2B23 | -2.4507 | 16.0794 | 6.78 | Autodesk Revit Architecture 2013 - 20121003_2115(x64) | Autodesk.Revit.DB.FamilyInstance:OST_Doors:Geometry | n/a | 0 | 0 | 0
Door 2B19-point | rich.mitrenga@autodesk.com | 2012-11-14T15:57:40 | point | Component | Door 2B19 | -5.262 | 16.6029 | 4.57 | Autodesk Revit Architecture 2013 - 20121003_2115(x64) | Autodesk.Revit.DB.FamilyInstance:OST_Doors:Geometry | n/a | 270 | 0 | 0
Door 2B19-box-lowerleft | rich.mitrenga@autodesk.com | 2012-11-14T15:57:40 | box-lowerleft | Component | Door 2B19 | -6.2393 | 16.0694 | 4.57 | Autodesk Revit Architecture 2013 - 20121003_2115(x64) | Autodesk.Revit.DB.FamilyInstance:OST_Doors:Geometry | n/a | 0 | 0 | 0
Door 2B19-box-upperright | rich.mitrenga@autodesk.com | 2012-11-14T15:57:40 | box-upperright | Component | Door 2B19 | -5.175 | 17.1364 | 6.78 | Autodesk Revit Architecture 2013 - 20121003_2115(x64) | Autodesk.Revit.DB.FamilyInstance:OST_Doors:Geometry | n/a | 0 | 0 | 0
Door 2B22-point | rich.mitrenga@autodesk.com | 2012-11-14T15:57:40 | point | Component | Door 2B22 | -2.402 | 13.3659 | 4.57 | Autodesk Revit Architecture 2013 - 20121003_2115(x64) | Autodesk.Revit.DB.FamilyInstance:OST_Doors:Geometry | n/a | 90 | 0 | 0
Door 2B22-box-lowerleft | rich.mitrenga@autodesk.com | 2012-11-14T15:57:40 | box-lowerleft | Component | Door 2B22 | -2.489 | 12.8324 | 4.57 | Autodesk Revit Architecture 2013 - 20121003_2115(x64) | Autodesk.Revit.DB.FamilyInstance:OST_Doors:Geometry | n/a | 0 | 0 | 0
Door 2B22-box-upperright | rich.mitrenga@autodesk.com | 2012-11-14T15:57:40 | box-upperright | Component | Door 2B22 | -1.4247 | 13.8994 | 6.78 | Autodesk Revit Architecture 2013 - 20121003_2115(x64) | Autodesk.Revit.DB.FamilyInstance:OST_Doors:Geometry | n/a | 0 | 0 | 0
Door 2B21-point | rich.mitrenga@autodesk.com | 2012-11-14T15:57:40 | point | Component | Door 2B21 | -2.957 | 12.718 | 4.57 | Autodesk Revit Architecture 2013 - 20121003_2115(x64) | Autodesk.Revit.DB.FamilyInstance:OST_Doors:Geometry | n/a | 180 | 0 | 0
Door 2B21-box-lowerleft | rich.mitrenga@autodesk.com | 2012-11-14T15:57:40 | box-lowerleft | Component | Door 2B21 | -3.4905 | 11.7407 | 4.57 | Autodesk Revit Architecture 2013 - 20121003_2115(x64) | Autodesk.Revit.DB.FamilyInstance:OST_Doors:Geometry | n/a | 0 | 0 | 0
Door 2B21-box-upperright | rich.mitrenga@autodesk.com | 2012-11-14T15:57:40 | box-upperright | Component | Door 2B21 | -2.4235 | 12.805 | 6.78 | Autodesk Revit Architecture 2013 - 20121003_2115(x64) | Autodesk.Revit.DB.FamilyInstance:OST_Doors:Geometry | n/a | 0 | 0 | 0
Door 2B20-point | rich.mitrenga@autodesk.com | 2012-11-14T15:57:40 | point | Component | Door 2B20 | -4.2585 | 12.718 | 4.57 | Autodesk Revit Architecture 2013 - 20121003_2115(x64) | Autodesk.Revit.DB.FamilyInstance:OST_Doors:Geometry | n/a | 180 | 0 | 0
Door 2B20-box-lowerleft | rich.mitrenga@autodesk.com | 2012-11-14T15:57:40 | box-lowerleft | Component | Door 2B20 | -4.792 | 11.7407 | 4.57 | Autodesk Revit Architecture 2013 - 20121003_2115(x64) | Autodesk.Revit.DB.FamilyInstance:OST_Doors:Geometry | n/a | 0 | 0 | 0
Door 2B20-box-upperright | rich.mitrenga@autodesk.com | 2012-11-14T15:57:40 | box-upperright | Component | Door 2B20 | -3.725 | 12.805 | 6.78 | Autodesk Revit Architecture 2013 - 20121003_2115(x64) | Autodesk.Revit.DB.FamilyInstance:OST_Doors:Geometry | n/a | 0 | 0 | 0
Door 2B17-point | rich.mitrenga@autodesk.com | 2012-11-14T15:57:40 | point | Component | Door 2B17 | -9.7085 | 14.5864 | 4.57 | Autodesk Revit Architecture 2013 - 20121003_2115(x64) | Autodesk.Revit.DB.FamilyInstance:OST_Doors:Geometry | n/a | 180 | 0 | 0
Door 2B17-box-lowerleft | rich.mitrenga@autodesk.com | 2012-11-14T15:57:40 | box-lowerleft | Component | Door 2B17 | -10.242 | 14.4994 | 4.57 | Autodesk Revit Architecture 2013 - 20121003_2115(x64) | Autodesk.Revit.DB.FamilyInstance:OST_Doors:Geometry | n/a | 0 | 0 | 0
Door 2B17-box-upperright | rich.mitrenga@autodesk.com | 2012-11-14T15:57:40 | box-upperright | Component | Door 2B17 | -9.175 | 15.5637 | 6.78 | Autodesk Revit Architecture 2013 - 20121003_2115(x64) | Autodesk.Revit.DB.FamilyInstance:OST_Doors:Geometry | n/a | 0 | 0 | 0
Door 2B15-point | rich.mitrenga@autodesk.com | 2012-11-14T15:57:40 | point | Component | Door 2B15 | -12.2325 | 14.5864 | 4.57 | Autodesk Revit Architecture 2013 - 20121003_2115(x64) | Autodesk.Revit.DB.FamilyInstance:OST_Doors:Geometry | n/a | 180 | 0 | 0
Door 2B15-box-lowerleft | rich.mitrenga@autodesk.com | 2012-11-14T15:57:40 | box-lowerleft | Component | Door 2B15 | -12.766 | 14.4994 | 4.57 | Autodesk Revit Architecture 2013 - 20121003_2115(x64) | Autodesk.Revit.DB.FamilyInstance:OST_Doors:Geometry | n/a | 0 | 0 | 0
Door 2B15-box-upperright | rich.mitrenga@autodesk.com | 2012-11-14T15:57:40 | box-upperright | Component | Door 2B15 | -11.699 | 15.5637 | 6.78 | Autodesk Revit Architecture 2013 - 20121003_2115(x64) | Autodesk.Revit.DB.FamilyInstance:OST_Doors:Geometry | n/a | 0 | 0 | 0
Door 2B14-point | rich.mitrenga@autodesk.com | 2012-11-14T15:57:40 | point | Component | Door 2B14 | -13.4315 | 14.5864 | 4.57 | Autodesk Revit Architecture 2013 - 20121003_2115(x64) | Autodesk.Revit.DB.FamilyInstance:OST_Doors:Geometry | n/a | 0 | 0 | 0
Door 2B14-box-lowerleft | rich.mitrenga@autodesk.com | 2012-11-14T15:57:40 | box-lowerleft | Component | Door 2B14 | -13.965 | 14.4994 | 4.57 | Autodesk Revit Architecture 2013 - 20121003_2115(x64) | Autodesk.Revit.DB.FamilyInstance:OST_Doors:Geometry | n/a | 0 | 0 | 0
Door 2B14-box-upperright | rich.mitrenga@autodesk.com | 2012-11-14T15:57:40 | box-upperright | Component | Door 2B14 | -12.898 | 15.5637 | 6.78 | Autodesk Revit Architecture 2013 - 20121003_2115(x64) | Autodesk.Revit.DB.FamilyInstance:OST_Doors:Geometry | n/a | 0 | 0 | 0
Door 2B13-point | rich.mitrenga@autodesk.com | 2012-11-14T15:57:40 | point | Component | Door 2B13 | -17.768 | 15.1659 | 4.57 | Autodesk Revit Architecture 2013 - 20121003_2115(x64) | Autodesk.Revit.DB.FamilyInstance:OST_Doors:Geometry | n/a | 90 | 0 | 0
Door 2B13-box-lowerleft | rich.mitrenga@autodesk.com | 2012-11-14T15:57:40 | box-lowerleft | Component | Door 2B13 | -17.855 | 14.6324 | 4.57 | Autodesk Revit Architecture 2013 - 20121003_2115(x64) | Autodesk.Revit.DB.FamilyInstance:OST_Doors:Geometry | n/a | 0 | 0 | 0
Door 2B13-box-upperright | rich.mitrenga@autodesk.com | 2012-11-14T15:57:40 | box-upperright | Component | Door 2B13 | -16.7907 | 15.6994 | 6.78 | Autodesk Revit Architecture 2013 - 20121003_2115(x64) | Autodesk.Revit.DB.FamilyInstance:OST_Doors:Geometry | n/a | 0 | 0 | 0
Door 2B12-point | rich.mitrenga@autodesk.com | 2012-11-14T15:57:40 | point | Component | Door 2B12 | -17.768 | 19.342 | 4.57 | Autodesk Revit Architecture 2013 - 20121003_2115(x64) | Autodesk.Revit.DB.FamilyInstance:OST_Doors:Geometry | n/a | 90 | 0 | 0
Door 2B12-box-lowerleft | rich.mitrenga@autodesk.com | 2012-11-14T15:57:40 | box-lowerleft | Component | Door 2B12 | -17.855 | 18.8085 | 4.57 | Autodesk Revit Architecture 2013 - 20121003_2115(x64) | Autodesk.Revit.DB.FamilyInstance:OST_Doors:Geometry | n/a | 0 | 0 | 0
Door 2B12-box-upperright | rich.mitrenga@autodesk.com | 2012-11-14T15:57:40 | box-upperright | Component | Door 2B12 | -16.7907 | 19.8755 | 6.78 | Autodesk Revit Architecture 2013 - 20121003_2115(x64) | Autodesk.Revit.DB.FamilyInstance:OST_Doors:Geometry | n/a | 0 | 0 | 0
Door 2D21-point | rich.mitrenga@autodesk.com | 2012-11-14T15:57:40 | point | Component | Door 2D21 | -20.8475 | 19.3824 | 4.57 | Autodesk Revit Architecture 2013 - 20121003_2115(x64) | Autodesk.Revit.DB.FamilyInstance:OST_Doors:Geometry | n/a | 0 | 0 | 0
Door 2D21-box-lowerleft | rich.mitrenga@autodesk.com | 2012-11-14T15:57:40 | box-lowerleft | Component | Door 2D21 | -21.381 | 18.4052 | 4.57 | Autodesk Revit Architecture 2013 - 20121003_2115(x64) | Autodesk.Revit.DB.FamilyInstance:OST_Doors:Geometry | n/a | 0 | 0 | 0
Door 2D21-box-upperright | rich.mitrenga@autodesk.com | 2012-11-14T15:57:40 | box-upperright | Component | Door 2D21 | -20.314 | 19.4694 | 6.78 | Autodesk Revit Architecture 2013 - 20121003_2115(x64) | Autodesk.Revit.DB.FamilyInstance:OST_Doors:Geometry | n/a | 0 | 0 | 0
Door 2D21A-point | rich.mitrenga@autodesk.com | 2012-11-14T15:57:40 | point | Component | Door 2D21A | -24.9825 | 19.3824 | 4.57 | Autodesk Revit Architecture 2013 - 20121003_2115(x64) | Autodesk.Revit.DB.FamilyInstance:OST_Doors:Geometry | n/a | 180 | 0 | 0
Door 2D21A-box-lowerleft | rich.mitrenga@autodesk.com | 2012-11-14T15:57:40 | box-lowerleft | Component | Door 2D21A | -25.516 | 18.4052 | 4.57 | Autodesk Revit Architecture 2013 - 20121003_2115(x64) | Autodesk.Revit.DB.FamilyInstance:OST_Doors:Geometry | n/a | 0 | 0 | 0
Door 2D21A-box-upperright | rich.mitrenga@autodesk.com | 2012-11-14T15:57:40 | box-upperright | Component | Door 2D21A | -24.449 | 19.4694 | 6.78 | Autodesk Revit Architecture 2013 - 20121003_2115(x64) | Autodesk.Revit.DB.FamilyInstance:OST_Doors:Geometry | n/a | 0 | 0 | 0
Door 2D10-point | rich.mitrenga@autodesk.com | 2012-11-14T15:57:40 | point | Component | Door 2D10 | -43.048 | 15.7974 | 4.57 | Autodesk Revit Architecture 2013 - 20121003_2115(x64) | Autodesk.Revit.DB.FamilyInstance:OST_Doors:Geometry | n/a | 270 | 0 | 0
Door 2D10-box-lowerleft | rich.mitrenga@autodesk.com | 2012-11-14T15:57:40 | box-lowerleft | Component | Door 2D10 | -44.0253 | 15.2639 | 4.57 | Autodesk Revit Architecture 2013 - 20121003_2115(x64) | Autodesk.Revit.DB.FamilyInstance:OST_Doors:Geometry | n/a | 0 | 0 | 0
Door 2D10-box-upperright | rich.mitrenga@autodesk.com | 2012-11-14T15:57:40 | box-upperright | Component | Door 2D10 | -42.961 | 16.3309 | 6.78 | Autodesk Revit Architecture 2013 - 20121003_2115(x64) | Autodesk.Revit.DB.FamilyInstance:OST_Doors:Geometry | n/a | 0 | 0 | 0
Door 2D11-point | rich.mitrenga@autodesk.com | 2012-11-14T15:57:40 | point | Component | Door 2D11 | -43.6675 | 13.6424 | 4.57 | Autodesk Revit Architecture 2013 - 20121003_2115(x64) | Autodesk.Revit.DB.FamilyInstance:OST_Doors:Geometry | n/a | 0 | 0 | 0
Door 2D11-box-lowerleft | rich.mitrenga@autodesk.com | 2012-11-14T15:57:40 | box-lowerleft | Component | Door 2D11 | -44.201 | 12.6652 | 4.57 | Autodesk Revit Architecture 2013 - 20121003_2115(x64) | Autodesk.Revit.DB.FamilyInstance:OST_Doors:Geometry | n/a | 0 | 0 | 0
Door 2D11-box-upperright | rich.mitrenga@autodesk.com | 2012-11-14T15:57:40 | box-upperright | Component | Door 2D11 | -43.134 | 13.7294 | 6.78 | Autodesk Revit Architecture 2013 - 20121003_2115(x64) | Autodesk.Revit.DB.FamilyInstance:OST_Doors:Geometry | n/a | 0 | 0 | 0
Door 2D13-point | rich.mitrenga@autodesk.com | 2012-11-14T15:57:40 | point | Component | Door 2D13 | -42.5085 | 11.1564 | 4.57 | Autodesk Revit Architecture 2013 - 20121003_2115(x64) | Autodesk.Revit.DB.FamilyInstance:OST_Doors:Geometry | n/a | 180 | 0 | 0
Door 2D13-box-lowerleft | rich.mitrenga@autodesk.com | 2012-11-14T15:57:40 | box-lowerleft | Component | Door 2D13 | -43.042 | 11.0694 | 4.57 | Autodesk Revit Architecture 2013 - 20121003_2115(x64) | Autodesk.Revit.DB.FamilyInstance:OST_Doors:Geometry | n/a | 0 | 0 | 0
Door 2D13-box-upperright | rich.mitrenga@autodesk.com | 2012-11-14T15:57:40 | box-upperright | Component | Door 2D13 | -41.975 | 12.1337 | 6.78 | Autodesk Revit Architecture 2013 - 20121003_2115(x64) | Autodesk.Revit.DB.FamilyInstance:OST_Doors:Geometry | n/a | 0 | 0 | 0
Door 2D16-point | rich.mitrenga@autodesk.com | 2012-11-14T15:57:40 | point | Component | Door 2D16 | -40.4285 | 13.6424 | 4.57 | Autodesk Revit Architecture 2013 - 20121003_2115(x64) | Autodesk.Revit.DB.FamilyInstance:OST_Doors:Geometry | n/a | 180 | 0 | 0
Door 2D16-box-lowerleft | rich.mitrenga@autodesk.com | 2012-11-14T15:57:40 | box-lowerleft | Component | Door 2D16 | -40.962 | 12.6652 | 4.57 | Autodesk Revit Architecture 2013 - 20121003_2115(x64) | Autodesk.Revit.DB.FamilyInstance:OST_Doors:Geometry | n/a | 0 | 0 | 0
Door 2D16-box-upperright | rich.mitrenga@autodesk.com | 2012-11-14T15:57:40 | box-upperright | Component | Door 2D16 | -39.895 | 13.7294 | 6.78 | Autodesk Revit Architecture 2013 - 20121003_2115(x64) | Autodesk.Revit.DB.FamilyInstance:OST_Doors:Geometry | n/a | 0 | 0 | 0
Door 2D14-point | rich.mitrenga@autodesk.com | 2012-11-14T15:57:40 | point | Component | Door 2D14 | -37.6625 | 13.6424 | 4.57 | Autodesk Revit Architecture 2013 - 20121003_2115(x64) | Autodesk.Revit.DB.FamilyInstance:OST_Doors:Geometry | n/a | 180 | 0 | 0
Door 2D14-box-lowerleft | rich.mitrenga@autodesk.com | 2012-11-14T15:57:40 | box-lowerleft | Component | Door 2D14 | -38.196 | 12.6652 | 4.57 | Autodesk Revit Architecture 2013 - 20121003_2115(x64) | Autodesk.Revit.DB.FamilyInstance:OST_Doors:Geometry | n/a | 0 | 0 | 0
Door 2D14-box-upperright | rich.mitrenga@autodesk.com | 2012-11-14T15:57:40 | box-upperright | Component | Door 2D14 | -37.129 | 13.7294 | 6.78 | Autodesk Revit Architecture 2013 - 20121003_2115(x64) | Autodesk.Revit.DB.FamilyInstance:OST_Doors:Geometry | n/a | 0 | 0 | 0
Door 2D15-point | rich.mitrenga@autodesk.com | 2012-11-14T15:57:40 | point | Component | Door 2D15 | -32.0265 | 13.6424 | 4.57 | Autodesk Revit Architecture 2013 - 20121003_2115(x64) | Autodesk.Revit.DB.FamilyInstance:OST_Doors:Geometry | n/a | 0 | 0 | 0
Door 2D15-box-lowerleft | rich.mitrenga@autodesk.com | 2012-11-14T15:57:40 | box-lowerleft | Component | Door 2D15 | -32.56 | 12.6652 | 4.57 | Autodesk Revit Architecture 2013 - 20121003_2115(x64) | Autodesk.Revit.DB.FamilyInstance:OST_Doors:Geometry | n/a | 0 | 0 | 0
Door 2D15-box-upperright | rich.mitrenga@autodesk.com | 2012-11-14T15:57:40 | box-upperright | Component | Door 2D15 | -31.493 | 13.7294 | 6.78 | Autodesk Revit Architecture 2013 - 20121003_2115(x64) | Autodesk.Revit.DB.FamilyInstance:OST_Doors:Geometry | n/a | 0 | 0 | 0
Door 2D17-point | rich.mitrenga@autodesk.com | 2012-11-14T15:57:40 | point | Component | Door 2D17 | -29.4965 | 13.6424 | 4.57 | Autodesk Revit Architecture 2013 - 20121003_2115(x64) | Autodesk.Revit.DB.FamilyInstance:OST_Doors:Geometry | n/a | 0 | 0 | 0
Door 2D17-box-lowerleft | rich.mitrenga@autodesk.com | 2012-11-14T15:57:40 | box-lowerleft | Component | Door 2D17 | -30.03 | 12.6652 | 4.57 | Autodesk Revit Architecture 2013 - 20121003_2115(x64) | Autodesk.Revit.DB.FamilyInstance:OST_Doors:Geometry | n/a | 0 | 0 | 0
Door 2D17-box-upperright | rich.mitrenga@autodesk.com | 2012-11-14T15:57:40 | box-upperright | Component | Door 2D17 | -28.963 | 13.7294 | 6.78 | Autodesk Revit Architecture 2013 - 20121003_2115(x64) | Autodesk.Revit.DB.FamilyInstance:OST_Doors:Geometry | n/a | 0 | 0 | 0
Door 2D19-point | rich.mitrenga@autodesk.com | 2012-11-14T15:57:40 | point | Component | Door 2D19 | -28.2975 | 13.6424 | 4.57 | Autodesk Revit Architecture 2013 - 20121003_2115(x64) | Autodesk.Revit.DB.FamilyInstance:OST_Doors:Geometry | n/a | 180 | 0 | 0
Door 2D19-box-lowerleft | rich.mitrenga@autodesk.com | 2012-11-14T15:57:40 | box-lowerleft | Component | Door 2D19 | -28.831 | 12.6652 | 4.57 | Autodesk Revit Architecture 2013 - 20121003_2115(x64) | Autodesk.Revit.DB.FamilyInstance:OST_Doors:Geometry | n/a | 0 | 0 | 0
Door 2D19-box-upperright | rich.mitrenga@autodesk.com | 2012-11-14T15:57:40 | box-upperright | Component | Door 2D19 | -27.764 | 13.7294 | 6.78 | Autodesk Revit Architecture 2013 - 20121003_2115(x64) | Autodesk.Revit.DB.FamilyInstance:OST_Doors:Geometry | n/a | 0 | 0 | 0
Door 2D20-point | rich.mitrenga@autodesk.com | 2012-11-14T15:57:40 | point | Component | Door 2D20 | -19.892 | 14.1909 | 4.57 | Autodesk Revit Architecture 2013 - 20121003_2115(x64) | Autodesk.Revit.DB.FamilyInstance:OST_Doors:Geometry | n/a | 270 | 0 | 0
Door 2D20-box-lowerleft | rich.mitrenga@autodesk.com | 2012-11-14T15:57:40 | box-lowerleft | Component | Door 2D20 | -20.8693 | 13.6574 | 4.57 | Autodesk Revit Architecture 2013 - 20121003_2115(x64) | Autodesk.Revit.DB.FamilyInstance:OST_Doors:Geometry | n/a | 0 | 0 | 0
Door 2D20-box-upperright | rich.mitrenga@autodesk.com | 2012-11-14T15:57:40 | box-upperright | Component | Door 2D20 | -19.805 | 14.7244 | 6.78 | Autodesk Revit Architecture 2013 - 20121003_2115(x64) | Autodesk.Revit.DB.FamilyInstance:OST_Doors:Geometry | n/a | 0 | 0 | 0
Door 2BC3-point | rich.mitrenga@autodesk.com | 2012-11-14T15:57:40 | point | Component | Door 2BC3 | -16.768 | 13.3659 | 4.57 | Autodesk Revit Architecture 2013 - 20121003_2115(x64) | Autodesk.Revit.DB.FamilyInstance:OST_Doors:Geometry | n/a | 90 | 0 | 0
Door 2BC3-box-lowerleft | rich.mitrenga@autodesk.com | 2012-11-14T15:57:40 | box-lowerleft | Component | Door 2BC3 | -17.7453 | 12.8324 | 4.57 | Autodesk Revit Architecture 2013 - 20121003_2115(x64) | Autodesk.Revit.DB.FamilyInstance:OST_Doors:Geometry | n/a | 0 | 0 | 0
Door 2BC3-box-upperright | rich.mitrenga@autodesk.com | 2012-11-14T15:57:40 | box-upperright | Component | Door 2BC3 | -16.681 | 13.8994 | 6.78 | Autodesk Revit Architecture 2013 - 20121003_2115(x64) | Autodesk.Revit.DB.FamilyInstance:OST_Doors:Geometry | n/a | 0 | 0 | 0
Door 2BS2-point | rich.mitrenga@autodesk.com | 2012-11-14T15:57:40 | point | Component | Door 2BS2 | -17.768 | 10.8619 | 4.57 | Autodesk Revit Architecture 2013 - 20121003_2115(x64) | Autodesk.Revit.DB.FamilyInstance:OST_Doors:Geometry | n/a | 90 | 0 | 0
Door 2BS2-box-lowerleft | rich.mitrenga@autodesk.com | 2012-11-14T15:57:40 | box-lowerleft | Component | Door 2BS2 | -17.855 | 10.3284 | 4.57 | Autodesk Revit Architecture 2013 - 20121003_2115(x64) | Autodesk.Revit.DB.FamilyInstance:OST_Doors:Geometry | n/a | 0 | 0 | 0
Door 2BS2-box-upperright | rich.mitrenga@autodesk.com | 2012-11-14T15:57:40 | box-upperright | Component | Door 2BS2 | -16.7907 | 11.3954 | 6.78 | Autodesk Revit Architecture 2013 - 20121003_2115(x64) | Autodesk.Revit.DB.FamilyInstance:OST_Doors:Geometry | n/a | 0 | 0 | 0
Door 2B16-point | rich.mitrenga@autodesk.com | 2012-11-14T15:57:40 | point | Component | Door 2B16 | -8.9775 | 12.718 | 4.57 | Autodesk Revit Architecture 2013 - 20121003_2115(x64) | Autodesk.Revit.DB.FamilyInstance:OST_Doors:Geometry | n/a | 0 | 0 | 0
Door 2B16-box-lowerleft | rich.mitrenga@autodesk.com | 2012-11-14T15:57:40 | box-lowerleft | Component | Door 2B16 | -9.511 | 11.7407 | 4.57 | Autodesk Revit Architecture 2013 - 20121003_2115(x64) | Autodesk.Revit.DB.FamilyInstance:OST_Doors:Geometry | n/a | 0 | 0 | 0
Door 2B16-box-upperright | rich.mitrenga@autodesk.com | 2012-11-14T15:57:40 | box-upperright | Component | Door 2B16 | -8.444 | 12.805 | 6.78 | Autodesk Revit Architecture 2013 - 20121003_2115(x64) | Autodesk.Revit.DB.FamilyInstance:OST_Doors:Geometry | n/a | 0 | 0 | 0
Door 2D18-point | rich.mitrenga@autodesk.com | 2012-11-14T15:57:40 | point | Component | Door 2D18 | -7.7785 | 12.718 | 4.57 | Autodesk Revit Architecture 2013 - 20121003_2115(x64) | Autodesk.Revit.DB.FamilyInstance:OST_Doors:Geometry | n/a | 180 | 0 | 0
Door 2D18-box-lowerleft | rich.mitrenga@autodesk.com | 2012-11-14T15:57:40 | box-lowerleft | Component | Door 2D18 | -8.312 | 11.7407 | 4.57 | Autodesk Revit Architecture 2013 - 20121003_2115(x64) | Autodesk.Revit.DB.FamilyInstance:OST_Doors:Geometry | n/a | 0 | 0 | 0
Door 2D18-box-upperright | rich.mitrenga@autodesk.com | 2012-11-14T15:57:40 | box-upperright | Component | Door 2D18 | -7.245 | 12.805 | 6.78 | Autodesk Revit Architecture 2013 - 20121003_2115(x64) | Autodesk.Revit.DB.FamilyInstance:OST_Doors:Geometry | n/a | 0 | 0 | 0
Door 2D05-point | rich.mitrenga@autodesk.com | 2012-11-14T15:57:40 | point | Component | Door 2D05 | -33.488 | 30.1594 | 4.57 | Autodesk Revit Architecture 2013 - 20121003_2115(x64) | Autodesk.Revit.DB.FamilyInstance:OST_Doors:Geometry | n/a | 270 | 0 | 0
Door 2D05-box-lowerleft | rich.mitrenga@autodesk.com | 2012-11-14T15:57:40 | box-lowerleft | Component | Door 2D05 | -34.465 | 29.1684 | 4.57 | Autodesk Revit Architecture 2013 - 20121003_2115(x64) | Autodesk.Revit.DB.FamilyInstance:OST_Doors:Geometry | n/a | 0 | 0 | 0
Door 2D05-box-upperright | rich.mitrenga@autodesk.com | 2012-11-14T15:57:40 | box-upperright | Component | Door 2D05 | -33.401 | 31.1504 | 6.78 | Autodesk Revit Architecture 2013 - 20121003_2115(x64) | Autodesk.Revit.DB.FamilyInstance:OST_Doors:Geometry | n/a | 0 | 0 | 0
Door 2A11-point | rich.mitrenga@autodesk.com | 2012-11-14T15:57:40 | point | Component | Door 2A11 | -14.258 | 35.8119 | 4.57 | Autodesk Revit Architecture 2013 - 20121003_2115(x64) | Autodesk.Revit.DB.FamilyInstance:OST_Doors:Geometry | n/a | 90 | 0 | 0
Door 2A11-box-lowerleft | rich.mitrenga@autodesk.com | 2012-11-14T15:57:40 | box-lowerleft | Component | Door 2A11 | -15.2353 | 35.2784 | 4.57 | Autodesk Revit Architecture 2013 - 20121003_2115(x64) | Autodesk.Revit.DB.FamilyInstance:OST_Doors:Geometry | n/a | 0 | 0 | 0
Door 2A11-box-upperright | rich.mitrenga@autodesk.com | 2012-11-14T15:57:40 | box-upperright | Component | Door 2A11 | -14.171 | 36.3454 | 6.78 | Autodesk Revit Architecture 2013 - 20121003_2115(x64) | Autodesk.Revit.DB.FamilyInstance:OST_Doors:Geometry | n/a | 0 | 0 | 0
Door 2AC2A-point | rich.mitrenga@autodesk.com | 2012-11-14T15:57:40 | point | Component | Door 2AC2A | -18.6265 | 37.1364 | 4.57 | Autodesk Revit Architecture 2013 - 20121003_2115(x64) | Autodesk.Revit.DB.FamilyInstance:OST_Doors:Geometry | n/a | 0 | 0 | 0
Door 2AC2A-box-lowerleft | rich.mitrenga@autodesk.com | 2012-11-14T15:57:40 | box-lowerleft | Component | Door 2AC2A | -19.16 | 37.0494 | 4.57 | Autodesk Revit Architecture 2013 - 20121003_2115(x64) | Autodesk.Revit.DB.FamilyInstance:OST_Doors:Geometry | n/a | 0 | 0 | 0
Door 2AC2A-box-upperright | rich.mitrenga@autodesk.com | 2012-11-14T15:57:40 | box-upperright | Component | Door 2AC2A | -18.093 | 38.1137 | 6.78 | Autodesk Revit Architecture 2013 - 20121003_2115(x64) | Autodesk.Revit.DB.FamilyInstance:OST_Doors:Geometry | n/a | 0 | 0 | 0
Door 2D20A-point | rich.mitrenga@autodesk.com | 2012-11-14T15:57:40 | point | Component | Door 2D20A | -26.002 | 14.2619 | 4.57 | Autodesk Revit Architecture 2013 - 20121003_2115(x64) | Autodesk.Revit.DB.FamilyInstance:OST_Doors:Geometry | n/a | 90 | 0 | 0
Door 2D20A-box-lowerleft | rich.mitrenga@autodesk.com | 2012-11-14T15:57:40 | box-lowerleft | Component | Door 2D20A | -26.9793 | 13.7284 | 4.57 | Autodesk Revit Architecture 2013 - 20121003_2115(x64) | Autodesk.Revit.DB.FamilyInstance:OST_Doors:Geometry | n/a | 0 | 0 | 0
Door 2D20A-box-upperright | rich.mitrenga@autodesk.com | 2012-11-14T15:57:40 | box-upperright | Component | Door 2D20A | -25.915 | 14.7954 | 6.78 | Autodesk Revit Architecture 2013 - 20121003_2115(x64) | Autodesk.Revit.DB.FamilyInstance:OST_Doors:Geometry | n/a | 0 | 0 | 0
Door 1E15A-point | rich.mitrenga@autodesk.com | 2012-11-14T15:57:40 | point | Component | Door 1E15A | -52.1465 | 13.9846 | 0 | Autodesk Revit Architecture 2013 - 20121003_2115(x64) | Autodesk.Revit.DB.FamilyInstance:OST_Doors:Geometry | n/a | 270 | 0 | 0
Door 1E15A-box-lowerleft | rich.mitrenga@autodesk.com | 2012-11-14T15:57:40 | box-lowerleft | Component | Door 1E15A | -53.195 | 12.9936 | 0 | Autodesk Revit Architecture 2013 - 20121003_2115(x64) | Autodesk.Revit.DB.FamilyInstance:OST_Doors:Geometry | n/a | 0 | 0 | 0
Door 1E15A-box-upperright | rich.mitrenga@autodesk.com | 2012-11-14T15:57:40 | box-upperright | Component | Door 1E15A | -51.988 | 14.9756 | 2.21 | Autodesk Revit Architecture 2013 - 20121003_2115(x64) | Autodesk.Revit.DB.FamilyInstance:OST_Doors:Geometry | n/a | 0 | 0 | 0
Door 1E15-point | rich.mitrenga@autodesk.com | 2012-11-14T15:57:40 | point | Component | Door 1E15 | -52.1465 | 16.8048 | 0 | Autodesk Revit Architecture 2013 - 20121003_2115(x64) | Autodesk.Revit.DB.FamilyInstance:OST_Doors:Geometry | n/a | 270 | 0 | 0
Door 1E15-box-lowerleft | rich.mitrenga@autodesk.com | 2012-11-14T15:57:40 | box-lowerleft | Component | Door 1E15 | -53.195 | 15.8138 | 0 | Autodesk Revit Architecture 2013 - 20121003_2115(x64) | Autodesk.Revit.DB.FamilyInstance:OST_Doors:Geometry | n/a | 0 | 0 | 0
Door 1E15-box-upperright | rich.mitrenga@autodesk.com | 2012-11-14T15:57:40 | box-upperright | Component | Door 1E15 | -51.988 | 17.7958 | 2.21 | Autodesk Revit Architecture 2013 - 20121003_2115(x64) | Autodesk.Revit.DB.FamilyInstance:OST_Doors:Geometry | n/a | 0 | 0 | 0
Door 1AC3-point | rich.mitrenga@autodesk.com | 2012-11-14T15:57:40 | point | Component | Door 1AC3 | -18.6875 | 49.9765 | 0 | Autodesk Revit Architecture 2013 - 20121003_2115(x64) | Autodesk.Revit.DB.FamilyInstance:OST_Doors:Geometry | n/a | 0 | 0 | 0
Door 1AC3-box-lowerleft | rich.mitrenga@autodesk.com | 2012-11-14T15:57:40 | box-lowerleft | Component | Door 1AC3 | -19.221 | 49.818 | 0 | Autodesk Revit Architecture 2013 - 20121003_2115(x64) | Autodesk.Revit.DB.FamilyInstance:OST_Doors:Geometry | n/a | 0 | 0 | 0
Door 1AC3-box-upperright | rich.mitrenga@autodesk.com | 2012-11-14T15:57:40 | box-upperright | Component | Door 1AC3 | -18.154 | 51.0253 | 2.21 | Autodesk Revit Architecture 2013 - 20121003_2115(x64) | Autodesk.Revit.DB.FamilyInstance:OST_Doors:Geometry | n/a | 0 | 0 | 0
Door 1AC5A-point | rich.mitrenga@autodesk.com | 2012-11-14T15:57:40 | point | Component | Door 1AC5A | -3.5375 | 49.9765 | 0 | Autodesk Revit Architecture 2013 - 20121003_2115(x64) | Autodesk.Revit.DB.FamilyInstance:OST_Doors:Geometry | n/a | 0 | 0 | 0
Door 1AC5A-box-lowerleft | rich.mitrenga@autodesk.com | 2012-11-14T15:57:40 | box-lowerleft | Component | Door 1AC5A | -4.071 | 49.818 | 0 | Autodesk Revit Architecture 2013 - 20121003_2115(x64) | Autodesk.Revit.DB.FamilyInstance:OST_Doors:Geometry | n/a | 0 | 0 | 0
Door 1AC5A-box-upperright | rich.mitrenga@autodesk.com | 2012-11-14T15:57:40 | box-upperright | Component | Door 1AC5A | -3.004 | 51.0253 | 2.21 | Autodesk Revit Architecture 2013 - 20121003_2115(x64) | Autodesk.Revit.DB.FamilyInstance:OST_Doors:Geometry | n/a | 0 | 0 | 0
Door 1E24-point | rich.mitrenga@autodesk.com | 2012-11-14T15:57:40 | point | Component | Door 1E24 | -36.9854 | -0.2465 | 0 | Autodesk Revit Architecture 2013 - 20121003_2115(x64) | Autodesk.Revit.DB.FamilyInstance:OST_Doors:Geometry | n/a | 180 | 0 | 0
Door 1E24-box-lowerleft | rich.mitrenga@autodesk.com | 2012-11-14T15:57:40 | box-lowerleft | Component | Door 1E24 | -37.9764 | -1.295 | 0 | Autodesk Revit Architecture 2013 - 20121003_2115(x64) | Autodesk.Revit.DB.FamilyInstance:OST_Doors:Geometry | n/a | 0 | 0 | 0
Door 1E24-box-upperright | rich.mitrenga@autodesk.com | 2012-11-14T15:57:40 | box-upperright | Component | Door 1E24 | -35.9944 | -0.088 | 2.21 | Autodesk Revit Architecture 2013 - 20121003_2115(x64) | Autodesk.Revit.DB.FamilyInstance:OST_Doors:Geometry | n/a | 0 | 0 | 0
Door 1E03-point | rich.mitrenga@autodesk.com | 2012-11-14T15:57:40 | point | Component | Door 1E03 | -19.892 | 17.8315 | 0 | Autodesk Revit Architecture 2013 - 20121003_2115(x64) | Autodesk.Revit.DB.FamilyInstance:OST_Doors:Geometry | n/a | 90 | 0 | 0
Door 1E03-box-lowerleft | rich.mitrenga@autodesk.com | 2012-11-14T15:57:40 | box-lowerleft | Component | Door 1E03 | -20.8693 | 17.298 | 0 | Autodesk Revit Architecture 2013 - 20121003_2115(x64) | Autodesk.Revit.DB.FamilyInstance:OST_Doors:Geometry | n/a | 0 | 0 | 0
Door 1E03-box-upperright | rich.mitrenga@autodesk.com | 2012-11-14T15:57:40 | box-upperright | Component | Door 1E03 | -19.805 | 18.365 | 2.21 | Autodesk Revit Architecture 2013 - 20121003_2115(x64) | Autodesk.Revit.DB.FamilyInstance:OST_Doors:Geometry | n/a | 0 | 0 | 0
Door 1D40A-point | rich.mitrenga@autodesk.com | 2012-11-14T15:57:40 | point | Component | Door 1D40A | -20.228 | 26.5305 | 0 | Autodesk Revit Architecture 2013 - 20121003_2115(x64) | Autodesk.Revit.DB.FamilyInstance:OST_Doors:Geometry | n/a | 90 | 0 | 0
Door 1D40A-box-lowerleft | rich.mitrenga@autodesk.com | 2012-11-14T15:57:40 | box-lowerleft | Component | Door 1D40A | -21.2053 | 25.997 | 0 | Autodesk Revit Architecture 2013 - 20121003_2115(x64) | Autodesk.Revit.DB.FamilyInstance:OST_Doors:Geometry | n/a | 0 | 0 | 0
Door 1D40A-box-upperright | rich.mitrenga@autodesk.com | 2012-11-14T15:57:40 | box-upperright | Component | Door 1D40A | -20.141 | 27.064 | 2.21 | Autodesk Revit Architecture 2013 - 20121003_2115(x64) | Autodesk.Revit.DB.FamilyInstance:OST_Doors:Geometry | n/a | 0 | 0 | 0
Door 1D17-point | rich.mitrenga@autodesk.com | 2012-11-14T15:57:40 | point | Component | Door 1D17 | -40.475 | 40.2749 | 0 | Autodesk Revit Architecture 2013 - 20121003_2115(x64) | Autodesk.Revit.DB.FamilyInstance:OST_Doors:Geometry | n/a | 90 | 0 | 0
Door 1D17-box-lowerleft | rich.mitrenga@autodesk.com | 2012-11-14T15:57:40 | box-lowerleft | Component | Door 1D17 | -40.562 | 39.7414 | 0 | Autodesk Revit Architecture 2013 - 20121003_2115(x64) | Autodesk.Revit.DB.FamilyInstance:OST_Doors:Geometry | n/a | 0 | 0 | 0
Door 1D17-box-upperright | rich.mitrenga@autodesk.com | 2012-11-14T15:57:40 | box-upperright | Component | Door 1D17 | -39.4977 | 40.8084 | 2.21 | Autodesk Revit Architecture 2013 - 20121003_2115(x64) | Autodesk.Revit.DB.FamilyInstance:OST_Doors:Geometry | n/a | 0 | 0 | 0
Door 1C03-point | rich.mitrenga@autodesk.com | 2012-11-14T15:57:40 | point | Component | Door 1C03 | -31.5865 | 48.088 | 0 | Autodesk Revit Architecture 2013 - 20121003_2115(x64) | Autodesk.Revit.DB.FamilyInstance:OST_Doors:Geometry | n/a | 0 | 0 | 0
Door 1C03-box-lowerleft | rich.mitrenga@autodesk.com | 2012-11-14T15:57:40 | box-lowerleft | Component | Door 1C03 | -32.12 | 47.1107 | 0 | Autodesk Revit Architecture 2013 - 20121003_2115(x64) | Autodesk.Revit.DB.FamilyInstance:OST_Doors:Geometry | n/a | 0 | 0 | 0
Door 1C03-box-upperright | rich.mitrenga@autodesk.com | 2012-11-14T15:57:40 | box-upperright | Component | Door 1C03 | -31.053 | 48.175 | 2.21 | Autodesk Revit Architecture 2013 - 20121003_2115(x64) | Autodesk.Revit.DB.FamilyInstance:OST_Doors:Geometry | n/a | 0 | 0 | 0
Door 1C11-point | rich.mitrenga@autodesk.com | 2012-11-14T15:57:40 | point | Component | Door 1C11 | -38.658 | 53.4484 | 0 | Autodesk Revit Architecture 2013 - 20121003_2115(x64) | Autodesk.Revit.DB.FamilyInstance:OST_Doors:Geometry | n/a | 270 | 0 | 0
Door 1C11-box-lowerleft | rich.mitrenga@autodesk.com | 2012-11-14T15:57:40 | box-lowerleft | Component | Door 1C11 | -39.585 | 52.5074 | 0 | Autodesk Revit Architecture 2013 - 20121003_2115(x64) | Autodesk.Revit.DB.FamilyInstance:OST_Doors:Geometry | n/a | 0 | 0 | 0
Door 1C11-box-upperright | rich.mitrenga@autodesk.com | 2012-11-14T15:57:40 | box-upperright | Component | Door 1C11 | -38.571 | 54.3894 | 2.21 | Autodesk Revit Architecture 2013 - 20121003_2115(x64) | Autodesk.Revit.DB.FamilyInstance:OST_Doors:Geometry | n/a | 0 | 0 | 0
Door 1D01-point | rich.mitrenga@autodesk.com | 2012-11-14T15:57:40 | point | Component | Door 1D01 | -26.142 | 36.0375 | 0 | Autodesk Revit Architecture 2013 - 20121003_2115(x64) | Autodesk.Revit.DB.FamilyInstance:OST_Doors:Geometry | n/a | 270 | 0 | 0
Door 1D01-box-lowerleft | rich.mitrenga@autodesk.com | 2012-11-14T15:57:40 | box-lowerleft | Component | Door 1D01 | -26.229 | 35.504 | 0 | Autodesk Revit Architecture 2013 - 20121003_2115(x64) | Autodesk.Revit.DB.FamilyInstance:OST_Doors:Geometry | n/a | 0 | 0 | 0
Door 1D01-box-upperright | rich.mitrenga@autodesk.com | 2012-11-14T15:57:40 | box-upperright | Component | Door 1D01 | -25.1647 | 36.571 | 2.21 | Autodesk Revit Architecture 2013 - 20121003_2115(x64) | Autodesk.Revit.DB.FamilyInstance:OST_Doors:Geometry | n/a | 0 | 0 | 0
Door 1DC5-point | rich.mitrenga@autodesk.com | 2012-11-14T15:57:40 | point | Component | Door 1DC5 | -39.8725 | 24.9964 | 0 | Autodesk Revit Architecture 2013 - 20121003_2115(x64) | Autodesk.Revit.DB.FamilyInstance:OST_Doors:Geometry | n/a | 180 | 0 | 0
Door 1DC5-box-lowerleft | rich.mitrenga@autodesk.com | 2012-11-14T15:57:40 | box-lowerleft | Component | Door 1DC5 | -40.406 | 24.0191 | 0 | Autodesk Revit Architecture 2013 - 20121003_2115(x64) | Autodesk.Revit.DB.FamilyInstance:OST_Doors:Geometry | n/a | 0 | 0 | 0
Door 1DC5-box-upperright | rich.mitrenga@autodesk.com | 2012-11-14T15:57:40 | box-upperright | Component | Door 1DC5 | -39.339 | 25.0834 | 2.21 | Autodesk Revit Architecture 2013 - 20121003_2115(x64) | Autodesk.Revit.DB.FamilyInstance:OST_Doors:Geometry | n/a | 0 | 0 | 0
Door 2D05A-point | rich.mitrenga@autodesk.com | 2012-11-14T15:57:40 | point | Component | Door 2D05A | -47.2465 | 31.7294 | 4.57 | Autodesk Revit Architecture 2013 - 20121003_2115(x64) | Autodesk.Revit.DB.FamilyInstance:OST_Doors:Geometry | n/a | 270 | 0 | 0
Door 2D05A-box-lowerleft | rich.mitrenga@autodesk.com | 2012-11-14T15:57:40 | box-lowerleft | Component | Door 2D05A | -48.295 | 30.7384 | 4.57 | Autodesk Revit Architecture 2013 - 20121003_2115(x64) | Autodesk.Revit.DB.FamilyInstance:OST_Doors:Geometry | n/a | 0 | 0 | 0
Door 2D05A-box-upperright | rich.mitrenga@autodesk.com | 2012-11-14T15:57:40 | box-upperright | Component | Door 2D05A | -47.088 | 32.7204 | 6.78 | Autodesk Revit Architecture 2013 - 20121003_2115(x64) | Autodesk.Revit.DB.FamilyInstance:OST_Doors:Geometry | n/a | 0 | 0 | 0
Door 1E05-point | rich.mitrenga@autodesk.com | 2012-11-14T15:57:40 | point | Component | Door 1E05 | -25.838 | 16.0175 | 0.25 | Autodesk Revit Architecture 2013 - 20121003_2115(x64) | Autodesk.Revit.DB.FamilyInstance:OST_Doors:Geometry | n/a | 90 | 0 | 0
Door 1E05-box-lowerleft | rich.mitrenga@autodesk.com | 2012-11-14T15:57:40 | box-lowerleft | Component | Door 1E05 | -25.925 | 15.484 | 0.25 | Autodesk Revit Architecture 2013 - 20121003_2115(x64) | Autodesk.Revit.DB.FamilyInstance:OST_Doors:Geometry | n/a | 0 | 0 | 0
Door 1E05-box-upperright | rich.mitrenga@autodesk.com | 2012-11-14T15:57:40 | box-upperright | Component | Door 1E05 | -24.8607 | 16.551 | 2.46 | Autodesk Revit Architecture 2013 - 20121003_2115(x64) | Autodesk.Revit.DB.FamilyInstance:OST_Doors:Geometry | n/a | 0 | 0 | 0
Door 2A05-point | rich.mitrenga@autodesk.com | 2012-12-12T14:03:49 | point | Component | Door 2A05 | -4.8625 | 46.8164 | 4.57 | Autodesk Revit 2013 - 20120221_2030(x64) | Autodesk.Revit.DB.FamilyInstance:OST_Doors:Geometry | n/a | 0 | 0 | 0
Door 2A05-box-lowerleft | rich.mitrenga@autodesk.com | 2012-12-12T14:03:49 | box-lowerleft | Component | Door 2A05 | -5.396 | 46.7294 | 4.57 | Autodesk Revit 2013 - 20120221_2030(x64) | Autodesk.Revit.DB.FamilyInstance:OST_Doors:Geometry | n/a | 0 | 0 | 0
Door 2A05-box-upperright | rich.mitrenga@autodesk.com | 2012-12-12T14:03:49 | box-upperright | Component | Door 2A05 | -4.329 | 47.7937 | 6.78 | Autodesk Revit 2013 - 20120221_2030(x64) | Autodesk.Revit.DB.FamilyInstance:OST_Doors:Geometry | n/a | 0 | 0 | 0
Door 2A06-point | rich.mitrenga@autodesk.com | 2012-12-12T14:03:49 | point | Component | Door 2A06 | -10.3735 | 46.8164 | 4.57 | Autodesk Revit 2013 - 20120221_2030(x64) | Autodesk.Revit.DB.FamilyInstance:OST_Doors:Geometry | n/a | 180 | 0 | 0
Door 2A06-box-lowerleft | rich.mitrenga@autodesk.com | 2012-12-12T14:03:49 | box-lowerleft | Component | Door 2A06 | -10.907 | 46.7294 | 4.57 | Autodesk Revit 2013 - 20120221_2030(x64) | Autodesk.Revit.DB.FamilyInstance:OST_Doors:Geometry | n/a | 0 | 0 | 0
Door 2A06-box-upperright | rich.mitrenga@autodesk.com | 2012-12-12T14:03:49 | box-upperright | Component | Door 2A06 | -9.84 | 47.7937 | 6.78 | Autodesk Revit 2013 - 20120221_2030(x64) | Autodesk.Revit.DB.FamilyInstance:OST_Doors:Geometry | n/a | 0 | 0 | 0
ELEV-1-point | rich.mitrenga@autodesk.com | 2012-11-14T15:57:40 | point | Component | ELEV-1 | -16.5876 | 26.6456 | 0 | Autodesk Revit Architecture 2013 - 20121003_2115(x64) | Autodesk.Revit.DB.FamilyInstance:OST_ElectricalFixtures:Geometry | n/a | 0 | 0 | 0
ELEV-1-box-lowerleft | rich.mitrenga@autodesk.com | 2012-11-14T15:57:40 | box-lowerleft | Component | ELEV-1 | -17.7052 | 25.8074 | -1.2192 | Autodesk Revit Architecture 2013 - 20121003_2115(x64) | Autodesk.Revit.DB.FamilyInstance:OST_ElectricalFixtures:Geometry | n/a | 0 | 0 | 0
ELEV-1-box-upperright | rich.mitrenga@autodesk.com | 2012-11-14T15:57:40 | box-upperright | Component | ELEV-1 | -15.47 | 27.56 | 8.23 | Autodesk Revit Architecture 2013 - 20121003_2115(x64) | Autodesk.Revit.DB.FamilyInstance:OST_ElectricalFixtures:Geometry | n/a | 0 | 0 | 0
ODC-1-point | rich.mitrenga@autodesk.com | 2012-12-12T14:03:49 | point | Component | ODC-1 | -5.8833 | 49.1177 | 4.57 | Autodesk Revit 2013 - 20120221_2030(x64) | Autodesk.Revit.DB.FamilyInstance:OST_SpecialityEquipment:Geometry | n/a | 180.9132 | 0 | 0
ODC-1-box-lowerleft | rich.mitrenga@autodesk.com | 2012-12-12T14:03:49 | box-lowerleft | Component | ODC-1 | -6.2551 | 48.0962 | 4.57 | Autodesk Revit 2013 - 20120221_2030(x64) | Autodesk.Revit.DB.FamilyInstance:OST_SpecialityEquipment:Geometry | n/a | 0 | 0 | 0
ODC-1-box-upperright | rich.mitrenga@autodesk.com | 2012-12-12T14:03:49 | box-upperright | Component | ODC-1 | -5.5116 | 50.1393 | 6.2972 | Autodesk Revit 2013 - 20120221_2030(x64) | Autodesk.Revit.DB.FamilyInstance:OST_SpecialityEquipment:Geometry | n/a | 0 | 0 | 0
DSDO-1-point | rich.mitrenga@autodesk.com | 2012-12-12T14:03:49 | point | Component | DSDO-1 | -6.2915 | 49.1038 | 4.57 | Autodesk Revit 2013 - 20120221_2030(x64) | Autodesk.Revit.DB.FamilyInstance:OST_SpecialityEquipment:Geometry | n/a | 90 | 0 | 0
DSDO-1-box-lowerleft | rich.mitrenga@autodesk.com | 2012-12-12T14:03:49 | box-lowerleft | Component | DSDO-1 | -6.8249 | 48.1513 | 4.57 | Autodesk Revit 2013 - 20120221_2030(x64) | Autodesk.Revit.DB.FamilyInstance:OST_SpecialityEquipment:Geometry | n/a | 0 | 0 | 0
DSDO-1-box-upperright | rich.mitrenga@autodesk.com | 2012-12-12T14:03:49 | box-upperright | Component | DSDO-1 | -5.7581 | 50.0563 | 5.7892 | Autodesk Revit 2013 - 20120221_2030(x64) | Autodesk.Revit.DB.FamilyInstance:OST_SpecialityEquipment:Geometry | n/a | 0 | 0 | 0
MON-01-point | rich.mitrenga@autodesk.com | 2012-12-12T14:03:49 | point | Component | MON-01 | -6.511 | 49.4544 | 5.4844 | Autodesk Revit 2013 - 20120221_2030(x64) | Autodesk.Revit.DB.FamilyInstance:OST_SpecialityEquipment:Geometry | n/a | 270 | 0 | 0
MON-01-box-lowerleft | rich.mitrenga@autodesk.com | 2012-12-12T14:03:49 | box-lowerleft | Component | MON-01 | -6.7523 | 49.1496 | 5.4844 | Autodesk Revit 2013 - 20120221_2030(x64) | Autodesk.Revit.DB.FamilyInstance:OST_SpecialityEquipment:Geometry | n/a | 0 | 0 | 0
MON-01-box-upperright | rich.mitrenga@autodesk.com | 2012-12-12T14:03:49 | box-upperright | Component | MON-01 | -6.2697 | 49.7592 | 6.0686 | Autodesk Revit 2013 - 20120221_2030(x64) | Autodesk.Revit.DB.FamilyInstance:OST_SpecialityEquipment:Geometry | n/a | 0 | 0 | 0
DL-01-point | rich.mitrenga@autodesk.com | 2012-12-12T14:03:49 | point | Component | DL-01 | -5.6913 | 48.8925 | 7.1608 | Autodesk Revit 2013 - 20120221_2030(x64) | Autodesk.Revit.DB.FamilyInstance:OST_SpecialityEquipment:Geometry | n/a | 29.9708 | 0 | 0
DL-01-box-lowerleft | rich.mitrenga@autodesk.com | 2012-12-12T14:03:49 | box-lowerleft | Component | DL-01 | -6.5586 | 48.0252 | 5.6368 | Autodesk Revit 2013 - 20120221_2030(x64) | Autodesk.Revit.DB.FamilyInstance:OST_SpecialityEquipment:Geometry | n/a | 0 | 0 | 0
DL-01-box-upperright | rich.mitrenga@autodesk.com | 2012-12-12T14:03:49 | box-upperright | Component | DL-01 | -4.824 | 49.7599 | 7.9736 | Autodesk Revit 2013 - 20120221_2030(x64) | Autodesk.Revit.DB.FamilyInstance:OST_SpecialityEquipment:Geometry | n/a | 0 | 0 | 0
COMP-01-point | rich.mitrenga@autodesk.com | 2012-12-12T14:03:49 | point | Component | COMP-01 | -7.537 | 49.4544 | 5.4844 | Autodesk Revit 2013 - 20120221_2030(x64) | Autodesk.Revit.DB.FamilyInstance:OST_SpecialityEquipment:Geometry | n/a | 240 | 0 | 0
COMP-01-box-lowerleft | rich.mitrenga@autodesk.com | 2012-12-12T14:03:49 | box-lowerleft | Component | COMP-01 | -7.537 | 49.1623 | 5.4844 | Autodesk Revit 2013 - 20120221_2030(x64) | Autodesk.Revit.DB.FamilyInstance:OST_SpecialityEquipment:Geometry | n/a | 0 | 0 | 0
COMP-01-box-upperright | rich.mitrenga@autodesk.com | 2012-12-12T14:03:49 | box-upperright | Component | COMP-01 | -6.4447 | 49.7465 | 6.348 | Autodesk Revit 2013 - 20120221_2030(x64) | Autodesk.Revit.DB.FamilyInstance:OST_SpecialityEquipment:Geometry | n/a | 0 | 0 | 0
RUD-01-point | rich.mitrenga@autodesk.com | 2012-12-12T14:03:49 | point | Component | RUD-01 | -4.27 | 49.3684 | 5.6495 | Autodesk Revit 2013 - 20120221_2030(x64) | Autodesk.Revit.DB.FamilyInstance:OST_SpecialityEquipment:Geometry | n/a | 240 | 0 | 0
RUD-01-box-lowerleft | rich.mitrenga@autodesk.com | 2012-12-12T14:03:49 | box-lowerleft | Component | RUD-01 | -4.397 | 48.8081 | 5.5479 | Autodesk Revit 2013 - 20120221_2030(x64) | Autodesk.Revit.DB.FamilyInstance:OST_SpecialityEquipment:Geometry | n/a | 0 | 0 | 0
RUD-01-box-upperright | rich.mitrenga@autodesk.com | 2012-12-12T14:03:49 | box-upperright | Component | RUD-01 | -4.27 | 49.4685 | 6.831 | Autodesk Revit 2013 - 20120221_2030(x64) | Autodesk.Revit.DB.FamilyInstance:OST_SpecialityEquipment:Geometry | n/a | 0 | 0 | 0
DSDO-2-point | rich.mitrenga@autodesk.com | 2012-12-12T14:03:49 | point | Component | DSDO-2 | -8.9445 | 49.1038 | 4.57 | Autodesk Revit 2013 - 20120221_2030(x64) | Autodesk.Revit.DB.FamilyInstance:OST_SpecialityEquipment:Geometry | n/a | 90 | 0 | 0
DSDO-2-box-lowerleft | rich.mitrenga@autodesk.com | 2012-12-12T14:03:49 | box-lowerleft | Component | DSDO-2 | -9.4779 | 48.1513 | 4.57 | Autodesk Revit 2013 - 20120221_2030(x64) | Autodesk.Revit.DB.FamilyInstance:OST_SpecialityEquipment:Geometry | n/a | 0 | 0 | 0
DSDO-2-box-upperright | rich.mitrenga@autodesk.com | 2012-12-12T14:03:49 | box-upperright | Component | DSDO-2 | -8.4111 | 50.0563 | 5.7892 | Autodesk Revit 2013 - 20120221_2030(x64) | Autodesk.Revit.DB.FamilyInstance:OST_SpecialityEquipment:Geometry | n/a | 0 | 0 | 0
MON-02-point | rich.mitrenga@autodesk.com | 2012-12-12T14:03:49 | point | Component | MON-02 | -8.725 | 49.4544 | 5.4844 | Autodesk Revit 2013 - 20120221_2030(x64) | Autodesk.Revit.DB.FamilyInstance:OST_SpecialityEquipment:Geometry | n/a | 270 | 0 | 0
MON-02-box-lowerleft | rich.mitrenga@autodesk.com | 2012-12-12T14:03:49 | box-lowerleft | Component | MON-02 | -8.9663 | 49.1496 | 5.4844 | Autodesk Revit 2013 - 20120221_2030(x64) | Autodesk.Revit.DB.FamilyInstance:OST_SpecialityEquipment:Geometry | n/a | 0 | 0 | 0
MON-02-box-upperright | rich.mitrenga@autodesk.com | 2012-12-12T14:03:49 | box-upperright | Component | MON-02 | -8.4837 | 49.7592 | 6.0686 | Autodesk Revit 2013 - 20120221_2030(x64) | Autodesk.Revit.DB.FamilyInstance:OST_SpecialityEquipment:Geometry | n/a | 0 | 0 | 0
DL-02-point | rich.mitrenga@autodesk.com | 2012-12-12T14:03:49 | point | Component | DL-02 | -9.5447 | 48.8925 | 7.1608 | Autodesk Revit 2013 - 20120221_2030(x64) | Autodesk.Revit.DB.FamilyInstance:OST_SpecialityEquipment:Geometry | n/a | 150.0292 | 0 | 0
DL-02-box-lowerleft | rich.mitrenga@autodesk.com | 2012-12-12T14:03:49 | box-lowerleft | Component | DL-02 | -10.412 | 48.0252 | 5.6368 | Autodesk Revit 2013 - 20120221_2030(x64) | Autodesk.Revit.DB.FamilyInstance:OST_SpecialityEquipment:Geometry | n/a | 0 | 0 | 0
DL-02-box-upperright | rich.mitrenga@autodesk.com | 2012-12-12T14:03:49 | box-upperright | Component | DL-02 | -8.6774 | 49.7599 | 7.9736 | Autodesk Revit 2013 - 20120221_2030(x64) | Autodesk.Revit.DB.FamilyInstance:OST_SpecialityEquipment:Geometry | n/a | 0 | 0 | 0
COMP-02-point | rich.mitrenga@autodesk.com | 2012-12-12T14:03:49 | point | Component | COMP-02 | -7.699 | 49.4544 | 5.4844 | Autodesk Revit 2013 - 20120221_2030(x64) | Autodesk.Revit.DB.FamilyInstance:OST_SpecialityEquipment:Geometry | n/a | 240 | 0 | 0
COMP-02-box-lowerleft | rich.mitrenga@autodesk.com | 2012-12-12T14:03:49 | box-lowerleft | Component | COMP-02 | -8.7913 | 49.1623 | 5.4844 | Autodesk Revit 2013 - 20120221_2030(x64) | Autodesk.Revit.DB.FamilyInstance:OST_SpecialityEquipment:Geometry | n/a | 0 | 0 | 0
COMP-02-box-upperright | rich.mitrenga@autodesk.com | 2012-12-12T14:03:49 | box-upperright | Component | COMP-02 | -7.699 | 49.7465 | 6.348 | Autodesk Revit 2013 - 20120221_2030(x64) | Autodesk.Revit.DB.FamilyInstance:OST_SpecialityEquipment:Geometry | n/a | 0 | 0 | 0
RUD-02-point | rich.mitrenga@autodesk.com | 2012-12-12T14:03:49 | point | Component | RUD-02 | -10.966 | 49.3684 | 5.6495 | Autodesk Revit 2013 - 20120221_2030(x64) | Autodesk.Revit.DB.FamilyInstance:OST_SpecialityEquipment:Geometry | n/a | 240 | 0 | 0
RUD-02-box-lowerleft | rich.mitrenga@autodesk.com | 2012-12-12T14:03:49 | box-lowerleft | Component | RUD-02 | -10.966 | 48.8081 | 5.5479 | Autodesk Revit 2013 - 20120221_2030(x64) | Autodesk.Revit.DB.FamilyInstance:OST_SpecialityEquipment:Geometry | n/a | 0 | 0 | 0
RUD-02-box-upperright | rich.mitrenga@autodesk.com | 2012-12-12T14:03:49 | box-upperright | Component | RUD-02 | -10.839 | 49.4685 | 6.831 | Autodesk Revit 2013 - 20120221_2030(x64) | Autodesk.Revit.DB.FamilyInstance:OST_SpecialityEquipment:Geometry | n/a | 0 | 0 | 0
ODC-2-point | rich.mitrenga@autodesk.com | 2012-12-12T14:03:49 | point | Component | ODC-2 | -9.2933 | 49.1177 | 4.57 | Autodesk Revit 2013 - 20120221_2030(x64) | Autodesk.Revit.DB.FamilyInstance:OST_SpecialityEquipment:Geometry | n/a | 180.9132 | 0 | 0
ODC-2-box-lowerleft | rich.mitrenga@autodesk.com | 2012-12-12T14:03:49 | box-lowerleft | Component | ODC-2 | -9.6651 | 48.0962 | 4.57 | Autodesk Revit 2013 - 20120221_2030(x64) | Autodesk.Revit.DB.FamilyInstance:OST_SpecialityEquipment:Geometry | n/a | 0 | 0 | 0
ODC-2-box-upperright | rich.mitrenga@autodesk.com | 2012-12-12T14:03:49 | box-upperright | Component | ODC-2 | -8.9216 | 50.1393 | 6.2972 | Autodesk Revit 2013 - 20120221_2030(x64) | Autodesk.Revit.DB.FamilyInstance:OST_SpecialityEquipment:Geometry | n/a | 0 | 0 | 0
Window W1-01-point | rich.mitrenga@autodesk.com | 2012-11-14T15:57:40 | point | Component | Window W1-01 | -44.23 | 56.3865 | 0.905 | Autodesk Revit Architecture 2013 - 20121003_2115(x64) | Autodesk.Revit.DB.FamilyInstance:OST_Windows:Geometry | n/a | 0 | 0 | 0
Window W1-01-box-lowerleft | rich.mitrenga@autodesk.com | 2012-11-14T15:57:40 | box-lowerleft | Component | Window W1-01 | -44.73 | 56.253 | 0.905 | Autodesk Revit Architecture 2013 - 20121003_2115(x64) | Autodesk.Revit.DB.FamilyInstance:OST_Windows:Geometry | n/a | 0 | 0 | 0
Window W1-01-box-upperright | rich.mitrenga@autodesk.com | 2012-11-14T15:57:40 | box-upperright | Component | Window W1-01 | -43.73 | 56.8447 | 2.64 | Autodesk Revit Architecture 2013 - 20121003_2115(x64) | Autodesk.Revit.DB.FamilyInstance:OST_Windows:Geometry | n/a | 0 | 0 | 0
Window W1-02-point | rich.mitrenga@autodesk.com | 2012-11-14T15:57:40 | point | Component | Window W1-02 | -25.18 | 50.3365 | 0.905 | Autodesk Revit Architecture 2013 - 20121003_2115(x64) | Autodesk.Revit.DB.FamilyInstance:OST_Windows:Geometry | n/a | 0 | 0 | 0
Window W1-02-box-lowerleft | rich.mitrenga@autodesk.com | 2012-11-14T15:57:40 | box-lowerleft | Component | Window W1-02 | -25.68 | 50.203 | 0.905 | Autodesk Revit Architecture 2013 - 20121003_2115(x64) | Autodesk.Revit.DB.FamilyInstance:OST_Windows:Geometry | n/a | 0 | 0 | 0
Window W1-02-box-upperright | rich.mitrenga@autodesk.com | 2012-11-14T15:57:40 | box-upperright | Component | Window W1-02 | -24.68 | 50.7947 | 2.64 | Autodesk Revit Architecture 2013 - 20121003_2115(x64) | Autodesk.Revit.DB.FamilyInstance:OST_Windows:Geometry | n/a | 0 | 0 | 0
Window W1-03-point | rich.mitrenga@autodesk.com | 2012-11-14T15:57:40 | point | Component | Window W1-03 | -13.2 | 50.3365 | 0.905 | Autodesk Revit Architecture 2013 - 20121003_2115(x64) | Autodesk.Revit.DB.FamilyInstance:OST_Windows:Geometry | n/a | 0 | 0 | 0
Window W1-03-box-lowerleft | rich.mitrenga@autodesk.com | 2012-11-14T15:57:40 | box-lowerleft | Component | Window W1-03 | -13.7 | 50.203 | 0.905 | Autodesk Revit Architecture 2013 - 20121003_2115(x64) | Autodesk.Revit.DB.FamilyInstance:OST_Windows:Geometry | n/a | 0 | 0 | 0
Window W1-03-box-upperright | rich.mitrenga@autodesk.com | 2012-11-14T15:57:40 | box-upperright | Component | Window W1-03 | -12.7 | 50.7947 | 2.64 | Autodesk Revit Architecture 2013 - 20121003_2115(x64) | Autodesk.Revit.DB.FamilyInstance:OST_Windows:Geometry | n/a | 0 | 0 | 0
Window W1-04-point | rich.mitrenga@autodesk.com | 2012-11-14T15:57:40 | point | Component | Window W1-04 | -6.184 | 50.3365 | 0.905 | Autodesk Revit Architecture 2013 - 20121003_2115(x64) | Autodesk.Revit.DB.FamilyInstance:OST_Windows:Geometry | n/a | 0 | 0 | 0
Window W1-04-box-lowerleft | rich.mitrenga@autodesk.com | 2012-11-14T15:57:40 | box-lowerleft | Component | Window W1-04 | -6.684 | 50.203 | 0.905 | Autodesk Revit Architecture 2013 - 20121003_2115(x64) | Autodesk.Revit.DB.FamilyInstance:OST_Windows:Geometry | n/a | 0 | 0 | 0
Window W1-04-box-upperright | rich.mitrenga@autodesk.com | 2012-11-14T15:57:40 | box-upperright | Component | Window W1-04 | -5.684 | 50.7947 | 2.64 | Autodesk Revit Architecture 2013 - 20121003_2115(x64) | Autodesk.Revit.DB.FamilyInstance:OST_Windows:Geometry | n/a | 0 | 0 | 0
Window W1-05-point | rich.mitrenga@autodesk.com | 2012-11-14T15:57:40 | point | Component | Window W1-05 | 0.2465 | 48.6385 | 0.905 | Autodesk Revit Architecture 2013 - 20121003_2115(x64) | Autodesk.Revit.DB.FamilyInstance:OST_Windows:Geometry | n/a | 90 | 0 | 0
Window W1-05-box-lowerleft | rich.mitrenga@autodesk.com | 2012-11-14T15:57:40 | box-lowerleft | Component | Window W1-05 | 0.113 | 48.1385 | 0.905 | Autodesk Revit Architecture 2013 - 20121003_2115(x64) | Autodesk.Revit.DB.FamilyInstance:OST_Windows:Geometry | n/a | 0 | 0 | 0
Window W1-05-box-upperright | rich.mitrenga@autodesk.com | 2012-11-14T15:57:40 | box-upperright | Component | Window W1-05 | 0.70465 | 49.1385 | 2.64 | Autodesk Revit Architecture 2013 - 20121003_2115(x64) | Autodesk.Revit.DB.FamilyInstance:OST_Windows:Geometry | n/a | 0 | 0 | 0
Window W1-06-point | rich.mitrenga@autodesk.com | 2012-11-14T15:57:40 | point | Component | Window W1-06 | 0.2465 | 46.13 | 0.905 | Autodesk Revit Architecture 2013 - 20121003_2115(x64) | Autodesk.Revit.DB.FamilyInstance:OST_Windows:Geometry | n/a | 90 | 0 | 0
Window W1-06-box-lowerleft | rich.mitrenga@autodesk.com | 2012-11-14T15:57:40 | box-lowerleft | Component | Window W1-06 | 0.113 | 45.63 | 0.905 | Autodesk Revit Architecture 2013 - 20121003_2115(x64) | Autodesk.Revit.DB.FamilyInstance:OST_Windows:Geometry | n/a | 0 | 0 | 0
Window W1-06-box-upperright | rich.mitrenga@autodesk.com | 2012-11-14T15:57:40 | box-upperright | Component | Window W1-06 | 0.70465 | 46.63 | 2.64 | Autodesk Revit Architecture 2013 - 20121003_2115(x64) | Autodesk.Revit.DB.FamilyInstance:OST_Windows:Geometry | n/a | 0 | 0 | 0
Window W1-07-point | rich.mitrenga@autodesk.com | 2012-11-14T15:57:40 | point | Component | Window W1-07 | 0.2465 | 41.6299 | 0.905 | Autodesk Revit Architecture 2013 - 20121003_2115(x64) | Autodesk.Revit.DB.FamilyInstance:OST_Windows:Geometry | n/a | 90 | 0 | 0
Window W1-07-box-lowerleft | rich.mitrenga@autodesk.com | 2012-11-14T15:57:40 | box-lowerleft | Component | Window W1-07 | 0.113 | 41.1299 | 0.905 | Autodesk Revit Architecture 2013 - 20121003_2115(x64) | Autodesk.Revit.DB.FamilyInstance:OST_Windows:Geometry | n/a | 0 | 0 | 0
Window W1-07-box-upperright | rich.mitrenga@autodesk.com | 2012-11-14T15:57:40 | box-upperright | Component | Window W1-07 | 0.70465 | 42.1299 | 2.64 | Autodesk Revit Architecture 2013 - 20121003_2115(x64) | Autodesk.Revit.DB.FamilyInstance:OST_Windows:Geometry | n/a | 0 | 0 | 0
Window W1-08-point | rich.mitrenga@autodesk.com | 2012-11-14T15:57:40 | point | Component | Window W1-08 | 0.2465 | 36.1299 | 0.905 | Autodesk Revit Architecture 2013 - 20121003_2115(x64) | Autodesk.Revit.DB.FamilyInstance:OST_Windows:Geometry | n/a | 90 | 0 | 0
Window W1-08-box-lowerleft | rich.mitrenga@autodesk.com | 2012-11-14T15:57:40 | box-lowerleft | Component | Window W1-08 | 0.113 | 35.6299 | 0.905 | Autodesk Revit Architecture 2013 - 20121003_2115(x64) | Autodesk.Revit.DB.FamilyInstance:OST_Windows:Geometry | n/a | 0 | 0 | 0
Window W1-08-box-upperright | rich.mitrenga@autodesk.com | 2012-11-14T15:57:40 | box-upperright | Component | Window W1-08 | 0.70465 | 36.6299 | 2.64 | Autodesk Revit Architecture 2013 - 20121003_2115(x64) | Autodesk.Revit.DB.FamilyInstance:OST_Windows:Geometry | n/a | 0 | 0 | 0
Window W1-09-point | rich.mitrenga@autodesk.com | 2012-11-14T15:57:40 | point | Component | Window W1-09 | 0.2465 | 27.3591 | 0.905 | Autodesk Revit Architecture 2013 - 20121003_2115(x64) | Autodesk.Revit.DB.FamilyInstance:OST_Windows:Geometry | n/a | 90 | 0 | 0
Window W1-09-box-lowerleft | rich.mitrenga@autodesk.com | 2012-11-14T15:57:40 | box-lowerleft | Component | Window W1-09 | 0.113 | 26.8591 | 0.905 | Autodesk Revit Architecture 2013 - 20121003_2115(x64) | Autodesk.Revit.DB.FamilyInstance:OST_Windows:Geometry | n/a | 0 | 0 | 0
Window W1-09-box-upperright | rich.mitrenga@autodesk.com | 2012-11-14T15:57:40 | box-upperright | Component | Window W1-09 | 0.70465 | 27.8591 | 2.64 | Autodesk Revit Architecture 2013 - 20121003_2115(x64) | Autodesk.Revit.DB.FamilyInstance:OST_Windows:Geometry | n/a | 0 | 0 | 0
Window W1-10-point | rich.mitrenga@autodesk.com | 2012-11-14T15:57:40 | point | Component | Window W1-10 | 0.2465 | 21.76 | 0.905 | Autodesk Revit Architecture 2013 - 20121003_2115(x64) | Autodesk.Revit.DB.FamilyInstance:OST_Windows:Geometry | n/a | 90 | 0 | 0
Window W1-10-box-lowerleft | rich.mitrenga@autodesk.com | 2012-11-14T15:57:40 | box-lowerleft | Component | Window W1-10 | 0.113 | 21.26 | 0.905 | Autodesk Revit Architecture 2013 - 20121003_2115(x64) | Autodesk.Revit.DB.FamilyInstance:OST_Windows:Geometry | n/a | 0 | 0 | 0
Window W1-10-box-upperright | rich.mitrenga@autodesk.com | 2012-11-14T15:57:40 | box-upperright | Component | Window W1-10 | 0.70465 | 22.26 | 2.64 | Autodesk Revit Architecture 2013 - 20121003_2115(x64) | Autodesk.Revit.DB.FamilyInstance:OST_Windows:Geometry | n/a | 0 | 0 | 0
Window W1-11-point | rich.mitrenga@autodesk.com | 2012-11-14T15:57:40 | point | Component | Window W1-11 | 0.2465 | 17.26 | 0.905 | Autodesk Revit Architecture 2013 - 20121003_2115(x64) | Autodesk.Revit.DB.FamilyInstance:OST_Windows:Geometry | n/a | 90 | 0 | 0
Window W1-11-box-lowerleft | rich.mitrenga@autodesk.com | 2012-11-14T15:57:40 | box-lowerleft | Component | Window W1-11 | 0.113 | 16.76 | 0.905 | Autodesk Revit Architecture 2013 - 20121003_2115(x64) | Autodesk.Revit.DB.FamilyInstance:OST_Windows:Geometry | n/a | 0 | 0 | 0
Window W1-11-box-upperright | rich.mitrenga@autodesk.com | 2012-11-14T15:57:40 | box-upperright | Component | Window W1-11 | 0.70465 | 17.76 | 2.64 | Autodesk Revit Architecture 2013 - 20121003_2115(x64) | Autodesk.Revit.DB.FamilyInstance:OST_Windows:Geometry | n/a | 0 | 0 | 0
Window W1-12-point | rich.mitrenga@autodesk.com | 2012-11-14T15:57:40 | point | Component | Window W1-12 | 0.2465 | 14.76 | 0.905 | Autodesk Revit Architecture 2013 - 20121003_2115(x64) | Autodesk.Revit.DB.FamilyInstance:OST_Windows:Geometry | n/a | 90 | 0 | 0
Window W1-12-box-lowerleft | rich.mitrenga@autodesk.com | 2012-11-14T15:57:40 | box-lowerleft | Component | Window W1-12 | 0.113 | 14.26 | 0.905 | Autodesk Revit Architecture 2013 - 20121003_2115(x64) | Autodesk.Revit.DB.FamilyInstance:OST_Windows:Geometry | n/a | 0 | 0 | 0
Window W1-12-box-upperright | rich.mitrenga@autodesk.com | 2012-11-14T15:57:40 | box-upperright | Component | Window W1-12 | 0.70465 | 15.26 | 2.64 | Autodesk Revit Architecture 2013 - 20121003_2115(x64) | Autodesk.Revit.DB.FamilyInstance:OST_Windows:Geometry | n/a | 0 | 0 | 0
Window W1-13-point | rich.mitrenga@autodesk.com | 2012-11-14T15:57:40 | point | Component | Window W1-13 | 0.2465 | 12.26 | 0.905 | Autodesk Revit Architecture 2013 - 20121003_2115(x64) | Autodesk.Revit.DB.FamilyInstance:OST_Windows:Geometry | n/a | 90 | 0 | 0
Window W1-13-box-lowerleft | rich.mitrenga@autodesk.com | 2012-11-14T15:57:40 | box-lowerleft | Component | Window W1-13 | 0.113 | 11.76 | 0.905 | Autodesk Revit Architecture 2013 - 20121003_2115(x64) | Autodesk.Revit.DB.FamilyInstance:OST_Windows:Geometry | n/a | 0 | 0 | 0
Window W1-13-box-upperright | rich.mitrenga@autodesk.com | 2012-11-14T15:57:40 | box-upperright | Component | Window W1-13 | 0.70465 | 12.76 | 2.64 | Autodesk Revit Architecture 2013 - 20121003_2115(x64) | Autodesk.Revit.DB.FamilyInstance:OST_Windows:Geometry | n/a | 0 | 0 | 0
Window W1-14-point | rich.mitrenga@autodesk.com | 2012-11-14T15:57:40 | point | Component | Window W1-14 | -6.0833 | 9.7935 | 0.905 | Autodesk Revit Architecture 2013 - 20121003_2115(x64) | Autodesk.Revit.DB.FamilyInstance:OST_Windows:Geometry | n/a | 180 | 0 | 0
Window W1-14-box-lowerleft | rich.mitrenga@autodesk.com | 2012-11-14T15:57:40 | box-lowerleft | Component | Window W1-14 | -6.5833 | 9.3353 | 0.905 | Autodesk Revit Architecture 2013 - 20121003_2115(x64) | Autodesk.Revit.DB.FamilyInstance:OST_Windows:Geometry | n/a | 0 | 0 | 0
Window W1-14-box-upperright | rich.mitrenga@autodesk.com | 2012-11-14T15:57:40 | box-upperright | Component | Window W1-14 | -5.5833 | 9.927 | 2.64 | Autodesk Revit Architecture 2013 - 20121003_2115(x64) | Autodesk.Revit.DB.FamilyInstance:OST_Windows:Geometry | n/a | 0 | 0 | 0
Window W1-15-point | rich.mitrenga@autodesk.com | 2012-11-14T15:57:40 | point | Component | Window W1-15 | -19.8135 | 7.654 | 0.905 | Autodesk Revit Architecture 2013 - 20121003_2115(x64) | Autodesk.Revit.DB.FamilyInstance:OST_Windows:Geometry | n/a | 90 | 0 | 0
Window W1-15-box-lowerleft | rich.mitrenga@autodesk.com | 2012-11-14T15:57:40 | box-lowerleft | Component | Window W1-15 | -19.947 | 7.154 | 0.905 | Autodesk Revit Architecture 2013 - 20121003_2115(x64) | Autodesk.Revit.DB.FamilyInstance:OST_Windows:Geometry | n/a | 0 | 0 | 0
Window W1-15-box-upperright | rich.mitrenga@autodesk.com | 2012-11-14T15:57:40 | box-upperright | Component | Window W1-15 | -19.3553 | 8.154 | 2.64 | Autodesk Revit Architecture 2013 - 20121003_2115(x64) | Autodesk.Revit.DB.FamilyInstance:OST_Windows:Geometry | n/a | 0 | 0 | 0
Window W1-16-point | rich.mitrenga@autodesk.com | 2012-11-14T15:57:40 | point | Component | Window W1-16 | -19.8135 | 3.644 | 0.905 | Autodesk Revit Architecture 2013 - 20121003_2115(x64) | Autodesk.Revit.DB.FamilyInstance:OST_Windows:Geometry | n/a | 90 | 0 | 0
Window W1-16-box-lowerleft | rich.mitrenga@autodesk.com | 2012-11-14T15:57:40 | box-lowerleft | Component | Window W1-16 | -19.947 | 3.144 | 0.905 | Autodesk Revit Architecture 2013 - 20121003_2115(x64) | Autodesk.Revit.DB.FamilyInstance:OST_Windows:Geometry | n/a | 0 | 0 | 0
Window W1-16-box-upperright | rich.mitrenga@autodesk.com | 2012-11-14T15:57:40 | box-upperright | Component | Window W1-16 | -19.3553 | 4.144 | 2.64 | Autodesk Revit Architecture 2013 - 20121003_2115(x64) | Autodesk.Revit.DB.FamilyInstance:OST_Windows:Geometry | n/a | 0 | 0 | 0
Window W1-17-point | rich.mitrenga@autodesk.com | 2012-11-14T15:57:40 | point | Component | Window W1-17 | -19.8135 | 1.66 | 0.905 | Autodesk Revit Architecture 2013 - 20121003_2115(x64) | Autodesk.Revit.DB.FamilyInstance:OST_Windows:Geometry | n/a | 90 | 0 | 0
Window W1-17-box-lowerleft | rich.mitrenga@autodesk.com | 2012-11-14T15:57:40 | box-lowerleft | Component | Window W1-17 | -19.947 | 1.16 | 0.905 | Autodesk Revit Architecture 2013 - 20121003_2115(x64) | Autodesk.Revit.DB.FamilyInstance:OST_Windows:Geometry | n/a | 0 | 0 | 0
Window W1-17-box-upperright | rich.mitrenga@autodesk.com | 2012-11-14T15:57:40 | box-upperright | Component | Window W1-17 | -19.3553 | 2.16 | 2.64 | Autodesk Revit Architecture 2013 - 20121003_2115(x64) | Autodesk.Revit.DB.FamilyInstance:OST_Windows:Geometry | n/a | 0 | 0 | 0
Window W1-18-point | rich.mitrenga@autodesk.com | 2012-11-14T15:57:40 | point | Component | Window W1-18 | -52.1465 | 27.266 | 0.905 | Autodesk Revit Architecture 2013 - 20121003_2115(x64) | Autodesk.Revit.DB.FamilyInstance:OST_Windows:Geometry | n/a | 270 | 0 | 0
Window W1-18-box-lowerleft | rich.mitrenga@autodesk.com | 2012-11-14T15:57:40 | box-lowerleft | Component | Window W1-18 | -52.6047 | 26.766 | 0.905 | Autodesk Revit Architecture 2013 - 20121003_2115(x64) | Autodesk.Revit.DB.FamilyInstance:OST_Windows:Geometry | n/a | 0 | 0 | 0
Window W1-18-box-upperright | rich.mitrenga@autodesk.com | 2012-11-14T15:57:40 | box-upperright | Component | Window W1-18 | -52.013 | 27.766 | 2.64 | Autodesk Revit Architecture 2013 - 20121003_2115(x64) | Autodesk.Revit.DB.FamilyInstance:OST_Windows:Geometry | n/a | 0 | 0 | 0
Window W1-19-point | rich.mitrenga@autodesk.com | 2012-11-14T15:57:40 | point | Component | Window W1-19 | -52.1465 | 36.14 | 0.905 | Autodesk Revit Architecture 2013 - 20121003_2115(x64) | Autodesk.Revit.DB.FamilyInstance:OST_Windows:Geometry | n/a | 270 | 0 | 0
Window W1-19-box-lowerleft | rich.mitrenga@autodesk.com | 2012-11-14T15:57:40 | box-lowerleft | Component | Window W1-19 | -52.6047 | 35.64 | 0.905 | Autodesk Revit Architecture 2013 - 20121003_2115(x64) | Autodesk.Revit.DB.FamilyInstance:OST_Windows:Geometry | n/a | 0 | 0 | 0
Window W1-19-box-upperright | rich.mitrenga@autodesk.com | 2012-11-14T15:57:40 | box-upperright | Component | Window W1-19 | -52.013 | 36.64 | 2.64 | Autodesk Revit Architecture 2013 - 20121003_2115(x64) | Autodesk.Revit.DB.FamilyInstance:OST_Windows:Geometry | n/a | 0 | 0 | 0
Window W1-20-point | rich.mitrenga@autodesk.com | 2012-11-14T15:57:40 | point | Component | Window W1-20 | -52.1465 | 46.13 | 0.905 | Autodesk Revit Architecture 2013 - 20121003_2115(x64) | Autodesk.Revit.DB.FamilyInstance:OST_Windows:Geometry | n/a | 270 | 0 | 0
Window W1-20-box-lowerleft | rich.mitrenga@autodesk.com | 2012-11-14T15:57:40 | box-lowerleft | Component | Window W1-20 | -52.6047 | 45.63 | 0.905 | Autodesk Revit Architecture 2013 - 20121003_2115(x64) | Autodesk.Revit.DB.FamilyInstance:OST_Windows:Geometry | n/a | 0 | 0 | 0
Window W1-20-box-upperright | rich.mitrenga@autodesk.com | 2012-11-14T15:57:40 | box-upperright | Component | Window W1-20 | -52.013 | 46.63 | 2.64 | Autodesk Revit Architecture 2013 - 20121003_2115(x64) | Autodesk.Revit.DB.FamilyInstance:OST_Windows:Geometry | n/a | 0 | 0 | 0
Window W1-21-point | rich.mitrenga@autodesk.com | 2012-11-14T15:57:40 | point | Component | Window W1-21 | -52.1465 | 48.63 | 0.905 | Autodesk Revit Architecture 2013 - 20121003_2115(x64) | Autodesk.Revit.DB.FamilyInstance:OST_Windows:Geometry | n/a | 270 | 0 | 0
Window W1-21-box-lowerleft | rich.mitrenga@autodesk.com | 2012-11-14T15:57:40 | box-lowerleft | Component | Window W1-21 | -52.6047 | 48.13 | 0.905 | Autodesk Revit Architecture 2013 - 20121003_2115(x64) | Autodesk.Revit.DB.FamilyInstance:OST_Windows:Geometry | n/a | 0 | 0 | 0
Window W1-21-box-upperright | rich.mitrenga@autodesk.com | 2012-11-14T15:57:40 | box-upperright | Component | Window W1-21 | -52.013 | 49.13 | 2.64 | Autodesk Revit Architecture 2013 - 20121003_2115(x64) | Autodesk.Revit.DB.FamilyInstance:OST_Windows:Geometry | n/a | 0 | 0 | 0
Window W1-22-point | rich.mitrenga@autodesk.com | 2012-11-14T15:57:40 | point | Component | Window W1-22 | -52.1465 | 51.12 | 0.905 | Autodesk Revit Architecture 2013 - 20121003_2115(x64) | Autodesk.Revit.DB.FamilyInstance:OST_Windows:Geometry | n/a | 270 | 0 | 0
Window W1-22-box-lowerleft | rich.mitrenga@autodesk.com | 2012-11-14T15:57:40 | box-lowerleft | Component | Window W1-22 | -52.6047 | 50.62 | 0.905 | Autodesk Revit Architecture 2013 - 20121003_2115(x64) | Autodesk.Revit.DB.FamilyInstance:OST_Windows:Geometry | n/a | 0 | 0 | 0
Window W1-22-box-upperright | rich.mitrenga@autodesk.com | 2012-11-14T15:57:40 | box-upperright | Component | Window W1-22 | -52.013 | 51.62 | 2.64 | Autodesk Revit Architecture 2013 - 20121003_2115(x64) | Autodesk.Revit.DB.FamilyInstance:OST_Windows:Geometry | n/a | 0 | 0 | 0
Window W1-23-point | rich.mitrenga@autodesk.com | 2012-11-14T15:57:40 | point | Component | Window W1-23 | -32.18 | 50.3365 | 5.475 | Autodesk Revit Architecture 2013 - 20121003_2115(x64) | Autodesk.Revit.DB.FamilyInstance:OST_Windows:Geometry | n/a | 0 | 0 | 0
Window W1-23-box-lowerleft | rich.mitrenga@autodesk.com | 2012-11-14T15:57:40 | box-lowerleft | Component | Window W1-23 | -32.68 | 50.203 | 5.475 | Autodesk Revit Architecture 2013 - 20121003_2115(x64) | Autodesk.Revit.DB.FamilyInstance:OST_Windows:Geometry | n/a | 0 | 0 | 0
Window W1-23-box-upperright | rich.mitrenga@autodesk.com | 2012-11-14T15:57:40 | box-upperright | Component | Window W1-23 | -31.68 | 50.7947 | 7.21 | Autodesk Revit Architecture 2013 - 20121003_2115(x64) | Autodesk.Revit.DB.FamilyInstance:OST_Windows:Geometry | n/a | 0 | 0 | 0
Window W1-24-point | rich.mitrenga@autodesk.com | 2012-11-14T15:57:40 | point | Component | Window W1-24 | -29.69 | 50.3365 | 5.475 | Autodesk Revit Architecture 2013 - 20121003_2115(x64) | Autodesk.Revit.DB.FamilyInstance:OST_Windows:Geometry | n/a | 0 | 0 | 0
Window W1-24-box-lowerleft | rich.mitrenga@autodesk.com | 2012-11-14T15:57:40 | box-lowerleft | Component | Window W1-24 | -30.19 | 50.203 | 5.475 | Autodesk Revit Architecture 2013 - 20121003_2115(x64) | Autodesk.Revit.DB.FamilyInstance:OST_Windows:Geometry | n/a | 0 | 0 | 0
Window W1-24-box-upperright | rich.mitrenga@autodesk.com | 2012-11-14T15:57:40 | box-upperright | Component | Window W1-24 | -29.19 | 50.7947 | 7.21 | Autodesk Revit Architecture 2013 - 20121003_2115(x64) | Autodesk.Revit.DB.FamilyInstance:OST_Windows:Geometry | n/a | 0 | 0 | 0
Window W1-25-point | rich.mitrenga@autodesk.com | 2012-11-14T15:57:40 | point | Component | Window W1-25 | -27.17 | 50.3365 | 5.475 | Autodesk Revit Architecture 2013 - 20121003_2115(x64) | Autodesk.Revit.DB.FamilyInstance:OST_Windows:Geometry | n/a | 0 | 0 | 0
Window W1-25-box-lowerleft | rich.mitrenga@autodesk.com | 2012-11-14T15:57:40 | box-lowerleft | Component | Window W1-25 | -27.67 | 50.203 | 5.475 | Autodesk Revit Architecture 2013 - 20121003_2115(x64) | Autodesk.Revit.DB.FamilyInstance:OST_Windows:Geometry | n/a | 0 | 0 | 0
Window W1-25-box-upperright | rich.mitrenga@autodesk.com | 2012-11-14T15:57:40 | box-upperright | Component | Window W1-25 | -26.67 | 50.7947 | 7.21 | Autodesk Revit Architecture 2013 - 20121003_2115(x64) | Autodesk.Revit.DB.FamilyInstance:OST_Windows:Geometry | n/a | 0 | 0 | 0
Window W1-26-point | rich.mitrenga@autodesk.com | 2012-11-14T15:57:40 | point | Component | Window W1-26 | -22.68 | 50.3365 | 5.475 | Autodesk Revit Architecture 2013 - 20121003_2115(x64) | Autodesk.Revit.DB.FamilyInstance:OST_Windows:Geometry | n/a | 0 | 0 | 0
Window W1-26-box-lowerleft | rich.mitrenga@autodesk.com | 2012-11-14T15:57:40 | box-lowerleft | Component | Window W1-26 | -23.18 | 50.203 | 5.475 | Autodesk Revit Architecture 2013 - 20121003_2115(x64) | Autodesk.Revit.DB.FamilyInstance:OST_Windows:Geometry | n/a | 0 | 0 | 0
Window W1-26-box-upperright | rich.mitrenga@autodesk.com | 2012-11-14T15:57:40 | box-upperright | Component | Window W1-26 | -22.18 | 50.7947 | 7.21 | Autodesk Revit Architecture 2013 - 20121003_2115(x64) | Autodesk.Revit.DB.FamilyInstance:OST_Windows:Geometry | n/a | 0 | 0 | 0
Window W1-27-point | rich.mitrenga@autodesk.com | 2012-11-14T15:57:40 | point | Component | Window W1-27 | -19.17 | 50.3365 | 5.475 | Autodesk Revit Architecture 2013 - 20121003_2115(x64) | Autodesk.Revit.DB.FamilyInstance:OST_Windows:Geometry | n/a | 0 | 0 | 0
Window W1-27-box-lowerleft | rich.mitrenga@autodesk.com | 2012-11-14T15:57:40 | box-lowerleft | Component | Window W1-27 | -19.67 | 50.203 | 5.475 | Autodesk Revit Architecture 2013 - 20121003_2115(x64) | Autodesk.Revit.DB.FamilyInstance:OST_Windows:Geometry | n/a | 0 | 0 | 0
Window W1-27-box-upperright | rich.mitrenga@autodesk.com | 2012-11-14T15:57:40 | box-upperright | Component | Window W1-27 | -18.67 | 50.7947 | 7.21 | Autodesk Revit Architecture 2013 - 20121003_2115(x64) | Autodesk.Revit.DB.FamilyInstance:OST_Windows:Geometry | n/a | 0 | 0 | 0
Window W1-28-point | rich.mitrenga@autodesk.com | 2012-11-14T15:57:40 | point | Component | Window W1-28 | -15.67 | 50.3365 | 5.475 | Autodesk Revit Architecture 2013 - 20121003_2115(x64) | Autodesk.Revit.DB.FamilyInstance:OST_Windows:Geometry | n/a | 0 | 0 | 0
Window W1-28-box-lowerleft | rich.mitrenga@autodesk.com | 2012-11-14T15:57:40 | box-lowerleft | Component | Window W1-28 | -16.17 | 50.203 | 5.475 | Autodesk Revit Architecture 2013 - 20121003_2115(x64) | Autodesk.Revit.DB.FamilyInstance:OST_Windows:Geometry | n/a | 0 | 0 | 0
Window W1-28-box-upperright | rich.mitrenga@autodesk.com | 2012-11-14T15:57:40 | box-upperright | Component | Window W1-28 | -15.17 | 50.7947 | 7.21 | Autodesk Revit Architecture 2013 - 20121003_2115(x64) | Autodesk.Revit.DB.FamilyInstance:OST_Windows:Geometry | n/a | 0 | 0 | 0
Window W1-29-point | rich.mitrenga@autodesk.com | 2012-11-14T15:57:40 | point | Component | Window W1-29 | -12.194 | 50.3365 | 5.475 | Autodesk Revit Architecture 2013 - 20121003_2115(x64) | Autodesk.Revit.DB.FamilyInstance:OST_Windows:Geometry | n/a | 0 | 0 | 0
Window W1-29-box-lowerleft | rich.mitrenga@autodesk.com | 2012-11-14T15:57:40 | box-lowerleft | Component | Window W1-29 | -12.694 | 50.203 | 5.475 | Autodesk Revit Architecture 2013 - 20121003_2115(x64) | Autodesk.Revit.DB.FamilyInstance:OST_Windows:Geometry | n/a | 0 | 0 | 0
Window W1-29-box-upperright | rich.mitrenga@autodesk.com | 2012-11-14T15:57:40 | box-upperright | Component | Window W1-29 | -11.694 | 50.7947 | 7.21 | Autodesk Revit Architecture 2013 - 20121003_2115(x64) | Autodesk.Revit.DB.FamilyInstance:OST_Windows:Geometry | n/a | 0 | 0 | 0
Window W1-30-point | rich.mitrenga@autodesk.com | 2012-11-14T15:57:40 | point | Component | Window W1-30 | -9.18 | 50.3365 | 5.475 | Autodesk Revit Architecture 2013 - 20121003_2115(x64) | Autodesk.Revit.DB.FamilyInstance:OST_Windows:Geometry | n/a | 0 | 0 | 0
Window W1-30-box-lowerleft | rich.mitrenga@autodesk.com | 2012-11-14T15:57:40 | box-lowerleft | Component | Window W1-30 | -9.68 | 50.203 | 5.475 | Autodesk Revit Architecture 2013 - 20121003_2115(x64) | Autodesk.Revit.DB.FamilyInstance:OST_Windows:Geometry | n/a | 0 | 0 | 0
Window W1-30-box-upperright | rich.mitrenga@autodesk.com | 2012-11-14T15:57:40 | box-upperright | Component | Window W1-30 | -8.68 | 50.7947 | 7.21 | Autodesk Revit Architecture 2013 - 20121003_2115(x64) | Autodesk.Revit.DB.FamilyInstance:OST_Windows:Geometry | n/a | 0 | 0 | 0
Window W1-31-point | rich.mitrenga@autodesk.com | 2012-11-14T15:57:40 | point | Component | Window W1-31 | -6.19 | 50.3365 | 5.475 | Autodesk Revit Architecture 2013 - 20121003_2115(x64) | Autodesk.Revit.DB.FamilyInstance:OST_Windows:Geometry | n/a | 0 | 0 | 0
Window W1-31-box-lowerleft | rich.mitrenga@autodesk.com | 2012-11-14T15:57:40 | box-lowerleft | Component | Window W1-31 | -6.69 | 50.203 | 5.475 | Autodesk Revit Architecture 2013 - 20121003_2115(x64) | Autodesk.Revit.DB.FamilyInstance:OST_Windows:Geometry | n/a | 0 | 0 | 0
Window W1-31-box-upperright | rich.mitrenga@autodesk.com | 2012-11-14T15:57:40 | box-upperright | Component | Window W1-31 | -5.69 | 50.7947 | 7.21 | Autodesk Revit Architecture 2013 - 20121003_2115(x64) | Autodesk.Revit.DB.FamilyInstance:OST_Windows:Geometry | n/a | 0 | 0 | 0
Window W1-32-point | rich.mitrenga@autodesk.com | 2012-11-14T15:57:40 | point | Component | Window W1-32 | 0.2465 | 48.6056 | 5.475 | Autodesk Revit Architecture 2013 - 20121003_2115(x64) | Autodesk.Revit.DB.FamilyInstance:OST_Windows:Geometry | n/a | 90 | 0 | 0
Window W1-32-box-lowerleft | rich.mitrenga@autodesk.com | 2012-11-14T15:57:40 | box-lowerleft | Component | Window W1-32 | 0.113 | 48.1056 | 5.475 | Autodesk Revit Architecture 2013 - 20121003_2115(x64) | Autodesk.Revit.DB.FamilyInstance:OST_Windows:Geometry | n/a | 0 | 0 | 0
Window W1-32-box-upperright | rich.mitrenga@autodesk.com | 2012-11-14T15:57:40 | box-upperright | Component | Window W1-32 | 0.70465 | 49.1056 | 7.21 | Autodesk Revit Architecture 2013 - 20121003_2115(x64) | Autodesk.Revit.DB.FamilyInstance:OST_Windows:Geometry | n/a | 0 | 0 | 0
Window W1-33-point | rich.mitrenga@autodesk.com | 2012-11-14T15:57:40 | point | Component | Window W1-33 | 0.2465 | 43.5856 | 5.475 | Autodesk Revit Architecture 2013 - 20121003_2115(x64) | Autodesk.Revit.DB.FamilyInstance:OST_Windows:Geometry | n/a | 90 | 0 | 0
Window W1-33-box-lowerleft | rich.mitrenga@autodesk.com | 2012-11-14T15:57:40 | box-lowerleft | Component | Window W1-33 | 0.113 | 43.0856 | 5.475 | Autodesk Revit Architecture 2013 - 20121003_2115(x64) | Autodesk.Revit.DB.FamilyInstance:OST_Windows:Geometry | n/a | 0 | 0 | 0
Window W1-33-box-upperright | rich.mitrenga@autodesk.com | 2012-11-14T15:57:40 | box-upperright | Component | Window W1-33 | 0.70465 | 44.0856 | 7.21 | Autodesk Revit Architecture 2013 - 20121003_2115(x64) | Autodesk.Revit.DB.FamilyInstance:OST_Windows:Geometry | n/a | 0 | 0 | 0
Window W1-34-point | rich.mitrenga@autodesk.com | 2012-11-14T15:57:40 | point | Component | Window W1-34 | 0.2465 | 41.6644 | 5.475 | Autodesk Revit Architecture 2013 - 20121003_2115(x64) | Autodesk.Revit.DB.FamilyInstance:OST_Windows:Geometry | n/a | 90 | 0 | 0
Window W1-34-box-lowerleft | rich.mitrenga@autodesk.com | 2012-11-14T15:57:40 | box-lowerleft | Component | Window W1-34 | 0.113 | 41.1644 | 5.475 | Autodesk Revit Architecture 2013 - 20121003_2115(x64) | Autodesk.Revit.DB.FamilyInstance:OST_Windows:Geometry | n/a | 0 | 0 | 0
Window W1-34-box-upperright | rich.mitrenga@autodesk.com | 2012-11-14T15:57:40 | box-upperright | Component | Window W1-34 | 0.70465 | 42.1644 | 7.21 | Autodesk Revit Architecture 2013 - 20121003_2115(x64) | Autodesk.Revit.DB.FamilyInstance:OST_Windows:Geometry | n/a | 0 | 0 | 0
Window W1-35-point | rich.mitrenga@autodesk.com | 2012-11-14T15:57:40 | point | Component | Window W1-35 | 0.2465 | 36.1644 | 5.475 | Autodesk Revit Architecture 2013 - 20121003_2115(x64) | Autodesk.Revit.DB.FamilyInstance:OST_Windows:Geometry | n/a | 90 | 0 | 0
Window W1-35-box-lowerleft | rich.mitrenga@autodesk.com | 2012-11-14T15:57:40 | box-lowerleft | Component | Window W1-35 | 0.113 | 35.6644 | 5.475 | Autodesk Revit Architecture 2013 - 20121003_2115(x64) | Autodesk.Revit.DB.FamilyInstance:OST_Windows:Geometry | n/a | 0 | 0 | 0
Window W1-35-box-upperright | rich.mitrenga@autodesk.com | 2012-11-14T15:57:40 | box-upperright | Component | Window W1-35 | 0.70465 | 36.6644 | 7.21 | Autodesk Revit Architecture 2013 - 20121003_2115(x64) | Autodesk.Revit.DB.FamilyInstance:OST_Windows:Geometry | n/a | 0 | 0 | 0
Window W1-36-point | rich.mitrenga@autodesk.com | 2012-11-14T15:57:40 | point | Component | Window W1-36 | 0.2465 | 27.2944 | 5.475 | Autodesk Revit Architecture 2013 - 20121003_2115(x64) | Autodesk.Revit.DB.FamilyInstance:OST_Windows:Geometry | n/a | 90 | 0 | 0
Window W1-36-box-lowerleft | rich.mitrenga@autodesk.com | 2012-11-14T15:57:40 | box-lowerleft | Component | Window W1-36 | 0.113 | 26.7944 | 5.475 | Autodesk Revit Architecture 2013 - 20121003_2115(x64) | Autodesk.Revit.DB.FamilyInstance:OST_Windows:Geometry | n/a | 0 | 0 | 0
Window W1-36-box-upperright | rich.mitrenga@autodesk.com | 2012-11-14T15:57:40 | box-upperright | Component | Window W1-36 | 0.70465 | 27.7944 | 7.21 | Autodesk Revit Architecture 2013 - 20121003_2115(x64) | Autodesk.Revit.DB.FamilyInstance:OST_Windows:Geometry | n/a | 0 | 0 | 0
Window W1-37-point | rich.mitrenga@autodesk.com | 2012-11-14T15:57:40 | point | Component | Window W1-37 | 0.2465 | 21.7944 | 5.475 | Autodesk Revit Architecture 2013 - 20121003_2115(x64) | Autodesk.Revit.DB.FamilyInstance:OST_Windows:Geometry | n/a | 90 | 0 | 0
Window W1-37-box-lowerleft | rich.mitrenga@autodesk.com | 2012-11-14T15:57:40 | box-lowerleft | Component | Window W1-37 | 0.113 | 21.2944 | 5.475 | Autodesk Revit Architecture 2013 - 20121003_2115(x64) | Autodesk.Revit.DB.FamilyInstance:OST_Windows:Geometry | n/a | 0 | 0 | 0
Window W1-37-box-upperright | rich.mitrenga@autodesk.com | 2012-11-14T15:57:40 | box-upperright | Component | Window W1-37 | 0.70465 | 22.2944 | 7.21 | Autodesk Revit Architecture 2013 - 20121003_2115(x64) | Autodesk.Revit.DB.FamilyInstance:OST_Windows:Geometry | n/a | 0 | 0 | 0
Window W1-38-point | rich.mitrenga@autodesk.com | 2012-11-14T15:57:40 | point | Component | Window W1-38 | 0.2465 | 19.75 | 5.475 | Autodesk Revit Architecture 2013 - 20121003_2115(x64) | Autodesk.Revit.DB.FamilyInstance:OST_Windows:Geometry | n/a | 90 | 0 | 0
Window W1-38-box-lowerleft | rich.mitrenga@autodesk.com | 2012-11-14T15:57:40 | box-lowerleft | Component | Window W1-38 | 0.113 | 19.25 | 5.475 | Autodesk Revit Architecture 2013 - 20121003_2115(x64) | Autodesk.Revit.DB.FamilyInstance:OST_Windows:Geometry | n/a | 0 | 0 | 0
Window W1-38-box-upperright | rich.mitrenga@autodesk.com | 2012-11-14T15:57:40 | box-upperright | Component | Window W1-38 | 0.70465 | 20.25 | 7.21 | Autodesk Revit Architecture 2013 - 20121003_2115(x64) | Autodesk.Revit.DB.FamilyInstance:OST_Windows:Geometry | n/a | 0 | 0 | 0
Window W1-39-point | rich.mitrenga@autodesk.com | 2012-11-14T15:57:40 | point | Component | Window W1-39 | 0.2465 | 17.2695 | 5.475 | Autodesk Revit Architecture 2013 - 20121003_2115(x64) | Autodesk.Revit.DB.FamilyInstance:OST_Windows:Geometry | n/a | 90 | 0 | 0
Window W1-39-box-lowerleft | rich.mitrenga@autodesk.com | 2012-11-14T15:57:40 | box-lowerleft | Component | Window W1-39 | 0.113 | 16.7695 | 5.475 | Autodesk Revit Architecture 2013 - 20121003_2115(x64) | Autodesk.Revit.DB.FamilyInstance:OST_Windows:Geometry | n/a | 0 | 0 | 0
Window W1-39-box-upperright | rich.mitrenga@autodesk.com | 2012-11-14T15:57:40 | box-upperright | Component | Window W1-39 | 0.70465 | 17.7695 | 7.21 | Autodesk Revit Architecture 2013 - 20121003_2115(x64) | Autodesk.Revit.DB.FamilyInstance:OST_Windows:Geometry | n/a | 0 | 0 | 0
Window W1-40-point | rich.mitrenga@autodesk.com | 2012-11-14T15:57:40 | point | Component | Window W1-40 | 0.2465 | 12.26 | 5.475 | Autodesk Revit Architecture 2013 - 20121003_2115(x64) | Autodesk.Revit.DB.FamilyInstance:OST_Windows:Geometry | n/a | 90 | 0 | 0
Window W1-40-box-lowerleft | rich.mitrenga@autodesk.com | 2012-11-14T15:57:40 | box-lowerleft | Component | Window W1-40 | 0.113 | 11.76 | 5.475 | Autodesk Revit Architecture 2013 - 20121003_2115(x64) | Autodesk.Revit.DB.FamilyInstance:OST_Windows:Geometry | n/a | 0 | 0 | 0
Window W1-40-box-upperright | rich.mitrenga@autodesk.com | 2012-11-14T15:57:40 | box-upperright | Component | Window W1-40 | 0.70465 | 12.76 | 7.21 | Autodesk Revit Architecture 2013 - 20121003_2115(x64) | Autodesk.Revit.DB.FamilyInstance:OST_Windows:Geometry | n/a | 0 | 0 | 0
Window W1-41-point | rich.mitrenga@autodesk.com | 2012-11-14T15:57:40 | point | Component | Window W1-41 | -6.085 | 9.7935 | 5.475 | Autodesk Revit Architecture 2013 - 20121003_2115(x64) | Autodesk.Revit.DB.FamilyInstance:OST_Windows:Geometry | n/a | 180 | 0 | 0
Window W1-41-box-lowerleft | rich.mitrenga@autodesk.com | 2012-11-14T15:57:40 | box-lowerleft | Component | Window W1-41 | -6.585 | 9.3353 | 5.475 | Autodesk Revit Architecture 2013 - 20121003_2115(x64) | Autodesk.Revit.DB.FamilyInstance:OST_Windows:Geometry | n/a | 0 | 0 | 0
Window W1-41-box-upperright | rich.mitrenga@autodesk.com | 2012-11-14T15:57:40 | box-upperright | Component | Window W1-41 | -5.585 | 9.927 | 7.21 | Autodesk Revit Architecture 2013 - 20121003_2115(x64) | Autodesk.Revit.DB.FamilyInstance:OST_Windows:Geometry | n/a | 0 | 0 | 0
Window W1-42-point | rich.mitrenga@autodesk.com | 2012-11-14T15:57:40 | point | Component | Window W1-42 | -10.576 | 9.7935 | 5.475 | Autodesk Revit Architecture 2013 - 20121003_2115(x64) | Autodesk.Revit.DB.FamilyInstance:OST_Windows:Geometry | n/a | 180 | 0 | 0
Window W1-42-box-lowerleft | rich.mitrenga@autodesk.com | 2012-11-14T15:57:40 | box-lowerleft | Component | Window W1-42 | -11.076 | 9.3353 | 5.475 | Autodesk Revit Architecture 2013 - 20121003_2115(x64) | Autodesk.Revit.DB.FamilyInstance:OST_Windows:Geometry | n/a | 0 | 0 | 0
Window W1-42-box-upperright | rich.mitrenga@autodesk.com | 2012-11-14T15:57:40 | box-upperright | Component | Window W1-42 | -10.076 | 9.927 | 7.21 | Autodesk Revit Architecture 2013 - 20121003_2115(x64) | Autodesk.Revit.DB.FamilyInstance:OST_Windows:Geometry | n/a | 0 | 0 | 0
Window W1-43-point | rich.mitrenga@autodesk.com | 2012-11-14T15:57:40 | point | Component | Window W1-43 | -19.09 | 9.7935 | 5.475 | Autodesk Revit Architecture 2013 - 20121003_2115(x64) | Autodesk.Revit.DB.FamilyInstance:OST_Windows:Geometry | n/a | 180 | 0 | 0
Window W1-43-box-lowerleft | rich.mitrenga@autodesk.com | 2012-11-14T15:57:40 | box-lowerleft | Component | Window W1-43 | -19.59 | 9.3353 | 5.475 | Autodesk Revit Architecture 2013 - 20121003_2115(x64) | Autodesk.Revit.DB.FamilyInstance:OST_Windows:Geometry | n/a | 0 | 0 | 0
Window W1-43-box-upperright | rich.mitrenga@autodesk.com | 2012-11-14T15:57:40 | box-upperright | Component | Window W1-43 | -18.59 | 9.927 | 7.21 | Autodesk Revit Architecture 2013 - 20121003_2115(x64) | Autodesk.Revit.DB.FamilyInstance:OST_Windows:Geometry | n/a | 0 | 0 | 0
Window W1-44-point | rich.mitrenga@autodesk.com | 2012-11-14T15:57:40 | point | Component | Window W1-44 | -21.094 | 9.7935 | 5.475 | Autodesk Revit Architecture 2013 - 20121003_2115(x64) | Autodesk.Revit.DB.FamilyInstance:OST_Windows:Geometry | n/a | 180 | 0 | 0
Window W1-44-box-lowerleft | rich.mitrenga@autodesk.com | 2012-11-14T15:57:40 | box-lowerleft | Component | Window W1-44 | -21.594 | 9.3353 | 5.475 | Autodesk Revit Architecture 2013 - 20121003_2115(x64) | Autodesk.Revit.DB.FamilyInstance:OST_Windows:Geometry | n/a | 0 | 0 | 0
Window W1-44-box-upperright | rich.mitrenga@autodesk.com | 2012-11-14T15:57:40 | box-upperright | Component | Window W1-44 | -20.594 | 9.927 | 7.21 | Autodesk Revit Architecture 2013 - 20121003_2115(x64) | Autodesk.Revit.DB.FamilyInstance:OST_Windows:Geometry | n/a | 0 | 0 | 0
Window W1-45-point | rich.mitrenga@autodesk.com | 2012-11-14T15:57:40 | point | Component | Window W1-45 | -25.08 | 9.7935 | 5.475 | Autodesk Revit Architecture 2013 - 20121003_2115(x64) | Autodesk.Revit.DB.FamilyInstance:OST_Windows:Geometry | n/a | 180 | 0 | 0
Window W1-45-box-lowerleft | rich.mitrenga@autodesk.com | 2012-11-14T15:57:40 | box-lowerleft | Component | Window W1-45 | -25.58 | 9.3353 | 5.475 | Autodesk Revit Architecture 2013 - 20121003_2115(x64) | Autodesk.Revit.DB.FamilyInstance:OST_Windows:Geometry | n/a | 0 | 0 | 0
Window W1-45-box-upperright | rich.mitrenga@autodesk.com | 2012-11-14T15:57:40 | box-upperright | Component | Window W1-45 | -24.58 | 9.927 | 7.21 | Autodesk Revit Architecture 2013 - 20121003_2115(x64) | Autodesk.Revit.DB.FamilyInstance:OST_Windows:Geometry | n/a | 0 | 0 | 0
Window W1-46-point | rich.mitrenga@autodesk.com | 2012-11-14T15:57:40 | point | Component | Window W1-46 | -28.095 | 9.7935 | 5.475 | Autodesk Revit Architecture 2013 - 20121003_2115(x64) | Autodesk.Revit.DB.FamilyInstance:OST_Windows:Geometry | n/a | 180 | 0 | 0
Window W1-46-box-lowerleft | rich.mitrenga@autodesk.com | 2012-11-14T15:57:40 | box-lowerleft | Component | Window W1-46 | -28.595 | 9.3353 | 5.475 | Autodesk Revit Architecture 2013 - 20121003_2115(x64) | Autodesk.Revit.DB.FamilyInstance:OST_Windows:Geometry | n/a | 0 | 0 | 0
Window W1-46-box-upperright | rich.mitrenga@autodesk.com | 2012-11-14T15:57:40 | box-upperright | Component | Window W1-46 | -27.595 | 9.927 | 7.21 | Autodesk Revit Architecture 2013 - 20121003_2115(x64) | Autodesk.Revit.DB.FamilyInstance:OST_Windows:Geometry | n/a | 0 | 0 | 0
Window W1-47-point | rich.mitrenga@autodesk.com | 2012-11-14T15:57:40 | point | Component | Window W1-47 | -30.079 | 9.7935 | 5.475 | Autodesk Revit Architecture 2013 - 20121003_2115(x64) | Autodesk.Revit.DB.FamilyInstance:OST_Windows:Geometry | n/a | 180 | 0 | 0
Window W1-47-box-lowerleft | rich.mitrenga@autodesk.com | 2012-11-14T15:57:40 | box-lowerleft | Component | Window W1-47 | -30.579 | 9.3353 | 5.475 | Autodesk Revit Architecture 2013 - 20121003_2115(x64) | Autodesk.Revit.DB.FamilyInstance:OST_Windows:Geometry | n/a | 0 | 0 | 0
Window W1-47-box-upperright | rich.mitrenga@autodesk.com | 2012-11-14T15:57:40 | box-upperright | Component | Window W1-47 | -29.579 | 9.927 | 7.21 | Autodesk Revit Architecture 2013 - 20121003_2115(x64) | Autodesk.Revit.DB.FamilyInstance:OST_Windows:Geometry | n/a | 0 | 0 | 0
Window W1-48-point | rich.mitrenga@autodesk.com | 2012-11-14T15:57:40 | point | Component | Window W1-48 | -32.089 | 9.7935 | 5.475 | Autodesk Revit Architecture 2013 - 20121003_2115(x64) | Autodesk.Revit.DB.FamilyInstance:OST_Windows:Geometry | n/a | 180 | 0 | 0
Window W1-48-box-lowerleft | rich.mitrenga@autodesk.com | 2012-11-14T15:57:40 | box-lowerleft | Component | Window W1-48 | -32.589 | 9.3353 | 5.475 | Autodesk Revit Architecture 2013 - 20121003_2115(x64) | Autodesk.Revit.DB.FamilyInstance:OST_Windows:Geometry | n/a | 0 | 0 | 0
Window W1-48-box-upperright | rich.mitrenga@autodesk.com | 2012-11-14T15:57:40 | box-upperright | Component | Window W1-48 | -31.589 | 9.927 | 7.21 | Autodesk Revit Architecture 2013 - 20121003_2115(x64) | Autodesk.Revit.DB.FamilyInstance:OST_Windows:Geometry | n/a | 0 | 0 | 0
Window W1-49-point | rich.mitrenga@autodesk.com | 2012-11-14T15:57:40 | point | Component | Window W1-49 | -34.954 | 9.7935 | 5.475 | Autodesk Revit Architecture 2013 - 20121003_2115(x64) | Autodesk.Revit.DB.FamilyInstance:OST_Windows:Geometry | n/a | 180 | 0 | 0
Window W1-49-box-lowerleft | rich.mitrenga@autodesk.com | 2012-11-14T15:57:40 | box-lowerleft | Component | Window W1-49 | -35.454 | 9.3353 | 5.475 | Autodesk Revit Architecture 2013 - 20121003_2115(x64) | Autodesk.Revit.DB.FamilyInstance:OST_Windows:Geometry | n/a | 0 | 0 | 0
Window W1-49-box-upperright | rich.mitrenga@autodesk.com | 2012-11-14T15:57:40 | box-upperright | Component | Window W1-49 | -34.454 | 9.927 | 7.21 | Autodesk Revit Architecture 2013 - 20121003_2115(x64) | Autodesk.Revit.DB.FamilyInstance:OST_Windows:Geometry | n/a | 0 | 0 | 0
Window W1-50-point | rich.mitrenga@autodesk.com | 2012-11-14T15:57:40 | point | Component | Window W1-50 | -39.5833 | 9.7935 | 5.475 | Autodesk Revit Architecture 2013 - 20121003_2115(x64) | Autodesk.Revit.DB.FamilyInstance:OST_Windows:Geometry | n/a | 180 | 0 | 0
Window W1-50-box-lowerleft | rich.mitrenga@autodesk.com | 2012-11-14T15:57:40 | box-lowerleft | Component | Window W1-50 | -40.0833 | 9.3353 | 5.475 | Autodesk Revit Architecture 2013 - 20121003_2115(x64) | Autodesk.Revit.DB.FamilyInstance:OST_Windows:Geometry | n/a | 0 | 0 | 0
Window W1-50-box-upperright | rich.mitrenga@autodesk.com | 2012-11-14T15:57:40 | box-upperright | Component | Window W1-50 | -39.0833 | 9.927 | 7.21 | Autodesk Revit Architecture 2013 - 20121003_2115(x64) | Autodesk.Revit.DB.FamilyInstance:OST_Windows:Geometry | n/a | 0 | 0 | 0
Window W1-51-point | rich.mitrenga@autodesk.com | 2012-11-14T15:57:40 | point | Component | Window W1-51 | -44.09 | 9.7935 | 5.475 | Autodesk Revit Architecture 2013 - 20121003_2115(x64) | Autodesk.Revit.DB.FamilyInstance:OST_Windows:Geometry | n/a | 180 | 0 | 0
Window W1-51-box-lowerleft | rich.mitrenga@autodesk.com | 2012-11-14T15:57:40 | box-lowerleft | Component | Window W1-51 | -44.59 | 9.3353 | 5.475 | Autodesk Revit Architecture 2013 - 20121003_2115(x64) | Autodesk.Revit.DB.FamilyInstance:OST_Windows:Geometry | n/a | 0 | 0 | 0
Window W1-51-box-upperright | rich.mitrenga@autodesk.com | 2012-11-14T15:57:40 | box-upperright | Component | Window W1-51 | -43.59 | 9.927 | 7.21 | Autodesk Revit Architecture 2013 - 20121003_2115(x64) | Autodesk.Revit.DB.FamilyInstance:OST_Windows:Geometry | n/a | 0 | 0 | 0
Window W1-52-point | rich.mitrenga@autodesk.com | 2012-11-14T15:57:40 | point | Component | Window W1-52 | -47.2465 | 11.227 | 5.475 | Autodesk Revit Architecture 2013 - 20121003_2115(x64) | Autodesk.Revit.DB.FamilyInstance:OST_Windows:Geometry | n/a | 270 | 0 | 0
Window W1-52-box-lowerleft | rich.mitrenga@autodesk.com | 2012-11-14T15:57:40 | box-lowerleft | Component | Window W1-52 | -47.7047 | 10.727 | 5.475 | Autodesk Revit Architecture 2013 - 20121003_2115(x64) | Autodesk.Revit.DB.FamilyInstance:OST_Windows:Geometry | n/a | 0 | 0 | 0
Window W1-52-box-upperright | rich.mitrenga@autodesk.com | 2012-11-14T15:57:40 | box-upperright | Component | Window W1-52 | -47.113 | 11.727 | 7.21 | Autodesk Revit Architecture 2013 - 20121003_2115(x64) | Autodesk.Revit.DB.FamilyInstance:OST_Windows:Geometry | n/a | 0 | 0 | 0
Window W1-53-point | rich.mitrenga@autodesk.com | 2012-11-14T15:57:40 | point | Component | Window W1-53 | -47.2465 | 14.7274 | 5.475 | Autodesk Revit Architecture 2013 - 20121003_2115(x64) | Autodesk.Revit.DB.FamilyInstance:OST_Windows:Geometry | n/a | 270 | 0 | 0
Window W1-53-box-lowerleft | rich.mitrenga@autodesk.com | 2012-11-14T15:57:40 | box-lowerleft | Component | Window W1-53 | -47.7047 | 14.2274 | 5.475 | Autodesk Revit Architecture 2013 - 20121003_2115(x64) | Autodesk.Revit.DB.FamilyInstance:OST_Windows:Geometry | n/a | 0 | 0 | 0
Window W1-53-box-upperright | rich.mitrenga@autodesk.com | 2012-11-14T15:57:40 | box-upperright | Component | Window W1-53 | -47.113 | 15.2274 | 7.21 | Autodesk Revit Architecture 2013 - 20121003_2115(x64) | Autodesk.Revit.DB.FamilyInstance:OST_Windows:Geometry | n/a | 0 | 0 | 0
Window W1-54-point | rich.mitrenga@autodesk.com | 2012-11-14T15:57:40 | point | Component | Window W1-54 | -47.2465 | 19.7144 | 5.475 | Autodesk Revit Architecture 2013 - 20121003_2115(x64) | Autodesk.Revit.DB.FamilyInstance:OST_Windows:Geometry | n/a | 270 | 0 | 0
Window W1-54-box-lowerleft | rich.mitrenga@autodesk.com | 2012-11-14T15:57:40 | box-lowerleft | Component | Window W1-54 | -47.7047 | 19.2144 | 5.475 | Autodesk Revit Architecture 2013 - 20121003_2115(x64) | Autodesk.Revit.DB.FamilyInstance:OST_Windows:Geometry | n/a | 0 | 0 | 0
Window W1-54-box-upperright | rich.mitrenga@autodesk.com | 2012-11-14T15:57:40 | box-upperright | Component | Window W1-54 | -47.113 | 20.2144 | 7.21 | Autodesk Revit Architecture 2013 - 20121003_2115(x64) | Autodesk.Revit.DB.FamilyInstance:OST_Windows:Geometry | n/a | 0 | 0 | 0
Window W1-55-point | rich.mitrenga@autodesk.com | 2012-11-14T15:57:40 | point | Component | Window W1-55 | -47.2465 | 45.5444 | 5.475 | Autodesk Revit Architecture 2013 - 20121003_2115(x64) | Autodesk.Revit.DB.FamilyInstance:OST_Windows:Geometry | n/a | 270 | 0 | 0
Window W1-55-box-lowerleft | rich.mitrenga@autodesk.com | 2012-11-14T15:57:40 | box-lowerleft | Component | Window W1-55 | -47.7047 | 45.0444 | 5.475 | Autodesk Revit Architecture 2013 - 20121003_2115(x64) | Autodesk.Revit.DB.FamilyInstance:OST_Windows:Geometry | n/a | 0 | 0 | 0
Window W1-55-box-upperright | rich.mitrenga@autodesk.com | 2012-11-14T15:57:40 | box-upperright | Component | Window W1-55 | -47.113 | 46.0444 | 7.21 | Autodesk Revit Architecture 2013 - 20121003_2115(x64) | Autodesk.Revit.DB.FamilyInstance:OST_Windows:Geometry | n/a | 0 | 0 | 0
Window W1-56-point | rich.mitrenga@autodesk.com | 2012-11-14T15:57:40 | point | Component | Window W1-56 | -47.2465 | 49.2224 | 5.475 | Autodesk Revit Architecture 2013 - 20121003_2115(x64) | Autodesk.Revit.DB.FamilyInstance:OST_Windows:Geometry | n/a | 270 | 0 | 0
Window W1-56-box-lowerleft | rich.mitrenga@autodesk.com | 2012-11-14T15:57:40 | box-lowerleft | Component | Window W1-56 | -47.7047 | 48.7224 | 5.475 | Autodesk Revit Architecture 2013 - 20121003_2115(x64) | Autodesk.Revit.DB.FamilyInstance:OST_Windows:Geometry | n/a | 0 | 0 | 0
Window W1-56-box-upperright | rich.mitrenga@autodesk.com | 2012-11-14T15:57:40 | box-upperright | Component | Window W1-56 | -47.113 | 49.7224 | 7.21 | Autodesk Revit Architecture 2013 - 20121003_2115(x64) | Autodesk.Revit.DB.FamilyInstance:OST_Windows:Geometry | n/a | 0 | 0 | 0
Window W1-57-point | rich.mitrenga@autodesk.com | 2012-11-14T15:57:40 | point | Component | Window W1-57 | -45.73 | 50.3709 | 5.475 | Autodesk Revit Architecture 2013 - 20121003_2115(x64) | Autodesk.Revit.DB.FamilyInstance:OST_Windows:Geometry | n/a | 0 | 0 | 0
Window W1-57-box-lowerleft | rich.mitrenga@autodesk.com | 2012-11-14T15:57:40 | box-lowerleft | Component | Window W1-57 | -46.23 | 50.2374 | 5.475 | Autodesk Revit Architecture 2013 - 20121003_2115(x64) | Autodesk.Revit.DB.FamilyInstance:OST_Windows:Geometry | n/a | 0 | 0 | 0
Window W1-57-box-upperright | rich.mitrenga@autodesk.com | 2012-11-14T15:57:40 | box-upperright | Component | Window W1-57 | -45.23 | 50.8291 | 7.21 | Autodesk Revit Architecture 2013 - 20121003_2115(x64) | Autodesk.Revit.DB.FamilyInstance:OST_Windows:Geometry | n/a | 0 | 0 | 0
Window W1-58-point | rich.mitrenga@autodesk.com | 2012-11-14T15:57:40 | point | Component | Window W1-58 | -42.23 | 50.3709 | 5.475 | Autodesk Revit Architecture 2013 - 20121003_2115(x64) | Autodesk.Revit.DB.FamilyInstance:OST_Windows:Geometry | n/a | 0 | 0 | 0
Window W1-58-box-lowerleft | rich.mitrenga@autodesk.com | 2012-11-14T15:57:40 | box-lowerleft | Component | Window W1-58 | -42.73 | 50.2374 | 5.475 | Autodesk Revit Architecture 2013 - 20121003_2115(x64) | Autodesk.Revit.DB.FamilyInstance:OST_Windows:Geometry | n/a | 0 | 0 | 0
Window W1-58-box-upperright | rich.mitrenga@autodesk.com | 2012-11-14T15:57:40 | box-upperright | Component | Window W1-58 | -41.73 | 50.8291 | 7.21 | Autodesk Revit Architecture 2013 - 20121003_2115(x64) | Autodesk.Revit.DB.FamilyInstance:OST_Windows:Geometry | n/a | 0 | 0 | 0
VAV-AHU1-AAA-point | rich.mitrenga@autodesk.com | 2012-12-07T14:23:33 | point | Component | VAV-AHU1-AAA | -32.6531 | 15.0712 | 3.3655 | Autodesk Revit 2013 - 20120221_2030(x64) | Autodesk.Revit.DB.FamilyInstance:OST_MechanicalEquipment:Geometry | n/a | 180 | 0 | 0
VAV-AHU1-AAA-box-lowerleft | rich.mitrenga@autodesk.com | 2012-12-07T14:23:33 | box-lowerleft | Component | VAV-AHU1-AAA | -32.9829 | 14.9147 | 3.3655 | Autodesk Revit 2013 - 20120221_2030(x64) | Autodesk.Revit.DB.FamilyInstance:OST_MechanicalEquipment:Geometry | n/a | 0 | 0 | 0
VAV-AHU1-AAA-box-upperright | rich.mitrenga@autodesk.com | 2012-12-07T14:23:33 | box-upperright | Component | VAV-AHU1-AAA | -32.5515 | 15.3675 | 3.6536 | Autodesk Revit 2013 - 20120221_2030(x64) | Autodesk.Revit.DB.FamilyInstance:OST_MechanicalEquipment:Geometry | n/a | 0 | 0 | 0
VAV-AHU1-BBB-point | rich.mitrenga@autodesk.com | 2012-12-07T14:23:33 | point | Component | VAV-AHU1-BBB | -30.8382 | 10.9269 | 3.5555 | Autodesk Revit 2013 - 20120221_2030(x64) | Autodesk.Revit.DB.FamilyInstance:OST_MechanicalEquipment:Geometry | n/a | 90 | 0 | 0
VAV-AHU1-BBB-box-lowerleft | rich.mitrenga@autodesk.com | 2012-12-07T14:23:33 | box-lowerleft | Component | VAV-AHU1-BBB | -31.2345 | 10.5201 | 3.5555 | Autodesk Revit 2013 - 20120221_2030(x64) | Autodesk.Revit.DB.FamilyInstance:OST_MechanicalEquipment:Geometry | n/a | 0 | 0 | 0
VAV-AHU1-BBB-box-upperright | rich.mitrenga@autodesk.com | 2012-12-07T14:23:33 | box-upperright | Component | VAV-AHU1-BBB | -30.5817 | 11.0285 | 4.0436 | Autodesk Revit 2013 - 20120221_2030(x64) | Autodesk.Revit.DB.FamilyInstance:OST_MechanicalEquipment:Geometry | n/a | 0 | 0 | 0
VAV-AHU1-OOO-point | rich.mitrenga@autodesk.com | 2012-12-07T14:23:33 | point | Component | VAV-AHU1-OOO | -21.7884 | 11.2247 | 3.6555 | Autodesk Revit 2013 - 20120221_2030(x64) | Autodesk.Revit.DB.FamilyInstance:OST_MechanicalEquipment:Geometry | n/a | 0 | 0 | 0
VAV-AHU1-OOO-box-lowerleft | rich.mitrenga@autodesk.com | 2012-12-07T14:23:33 | box-lowerleft | Component | VAV-AHU1-OOO | -21.89 | 10.9284 | 3.6555 | Autodesk Revit 2013 - 20120221_2030(x64) | Autodesk.Revit.DB.FamilyInstance:OST_MechanicalEquipment:Geometry | n/a | 0 | 0 | 0
VAV-AHU1-OOO-box-upperright | rich.mitrenga@autodesk.com | 2012-12-07T14:23:33 | box-upperright | Component | VAV-AHU1-OOO | -21.4586 | 11.3812 | 3.9436 | Autodesk Revit 2013 - 20120221_2030(x64) | Autodesk.Revit.DB.FamilyInstance:OST_MechanicalEquipment:Geometry | n/a | 0 | 0 | 0
VAV-AHU1-EEE-point | rich.mitrenga@autodesk.com | 2012-12-07T14:23:33 | point | Component | VAV-AHU1-EEE | -23.2124 | 12.8049 | 3.1655 | Autodesk Revit 2013 - 20120221_2030(x64) | Autodesk.Revit.DB.FamilyInstance:OST_MechanicalEquipment:Geometry | n/a | 270 | 0 | 0
VAV-AHU1-EEE-box-lowerleft | rich.mitrenga@autodesk.com | 2012-12-07T14:23:33 | box-lowerleft | Component | VAV-AHU1-EEE | -23.3689 | 12.7033 | 3.1655 | Autodesk Revit 2013 - 20120221_2030(x64) | Autodesk.Revit.DB.FamilyInstance:OST_MechanicalEquipment:Geometry | n/a | 0 | 0 | 0
VAV-AHU1-EEE-box-upperright | rich.mitrenga@autodesk.com | 2012-12-07T14:23:33 | box-upperright | Component | VAV-AHU1-EEE | -22.9161 | 13.1347 | 3.4536 | Autodesk Revit 2013 - 20120221_2030(x64) | Autodesk.Revit.DB.FamilyInstance:OST_MechanicalEquipment:Geometry | n/a | 0 | 0 | 0
VAV-AHU1-FFF-point | rich.mitrenga@autodesk.com | 2012-12-07T14:23:33 | point | Component | VAV-AHU1-FFF | -22.8939 | 9.2534 | 3.6055 | Autodesk Revit 2013 - 20120221_2030(x64) | Autodesk.Revit.DB.FamilyInstance:OST_MechanicalEquipment:Geometry | n/a | 90 | 0 | 0
VAV-AHU1-FFF-box-lowerleft | rich.mitrenga@autodesk.com | 2012-12-07T14:23:33 | box-lowerleft | Component | VAV-AHU1-FFF | -23.2651 | 8.8726 | 3.6055 | Autodesk Revit 2013 - 20120221_2030(x64) | Autodesk.Revit.DB.FamilyInstance:OST_MechanicalEquipment:Geometry | n/a | 0 | 0 | 0
VAV-AHU1-FFF-box-upperright | rich.mitrenga@autodesk.com | 2012-12-07T14:23:33 | box-upperright | Component | VAV-AHU1-FFF | -22.6623 | 9.355 | 3.9936 | Autodesk Revit 2013 - 20120221_2030(x64) | Autodesk.Revit.DB.FamilyInstance:OST_MechanicalEquipment:Geometry | n/a | 0 | 0 | 0
VAV-AHU1-GGG-point | rich.mitrenga@autodesk.com | 2012-12-07T14:23:33 | point | Component | VAV-AHU1-GGG | -25.5499 | 1.96 | 3.3655 | Autodesk Revit 2013 - 20120221_2030(x64) | Autodesk.Revit.DB.FamilyInstance:OST_MechanicalEquipment:Geometry | n/a | 0 | 0 | 0
VAV-AHU1-GGG-box-lowerleft | rich.mitrenga@autodesk.com | 2012-12-07T14:23:33 | box-lowerleft | Component | VAV-AHU1-GGG | -25.6515 | 1.6637 | 3.3655 | Autodesk Revit 2013 - 20120221_2030(x64) | Autodesk.Revit.DB.FamilyInstance:OST_MechanicalEquipment:Geometry | n/a | 0 | 0 | 0
VAV-AHU1-GGG-box-upperright | rich.mitrenga@autodesk.com | 2012-12-07T14:23:33 | box-upperright | Component | VAV-AHU1-GGG | -25.2201 | 2.1166 | 3.6536 | Autodesk Revit 2013 - 20120221_2030(x64) | Autodesk.Revit.DB.FamilyInstance:OST_MechanicalEquipment:Geometry | n/a | 0 | 0 | 0
VAV-AHU1-PPP-point | rich.mitrenga@autodesk.com | 2012-12-07T14:23:33 | point | Component | VAV-AHU1-PPP | -14.6719 | 15.2616 | 3.6805 | Autodesk Revit 2013 - 20120221_2030(x64) | Autodesk.Revit.DB.FamilyInstance:OST_MechanicalEquipment:Geometry | n/a | 270 | 0 | 0
VAV-AHU1-PPP-box-lowerleft | rich.mitrenga@autodesk.com | 2012-12-07T14:23:33 | box-lowerleft | Component | VAV-AHU1-PPP | -14.8159 | 15.16 | 3.6805 | Autodesk Revit 2013 - 20120221_2030(x64) | Autodesk.Revit.DB.FamilyInstance:OST_MechanicalEquipment:Geometry | n/a | 0 | 0 | 0
VAV-AHU1-PPP-box-upperright | rich.mitrenga@autodesk.com | 2012-12-07T14:23:33 | box-upperright | Component | VAV-AHU1-PPP | -14.3881 | 15.6044 | 3.9186 | Autodesk Revit 2013 - 20120221_2030(x64) | Autodesk.Revit.DB.FamilyInstance:OST_MechanicalEquipment:Geometry | n/a | 0 | 0 | 0
VAV-AHU1-UUU-point | rich.mitrenga@autodesk.com | 2012-12-07T14:23:33 | point | Component | VAV-AHU1-UUU | -11.58 | 15.1247 | 3.621 | Autodesk Revit 2013 - 20120221_2030(x64) | Autodesk.Revit.DB.FamilyInstance:OST_MechanicalEquipment:Geometry | n/a | 0 | 0 | 0
VAV-AHU1-UUU-box-lowerleft | rich.mitrenga@autodesk.com | 2012-12-07T14:23:33 | box-lowerleft | Component | VAV-AHU1-UUU | -11.6816 | 14.791 | 3.621 | Autodesk Revit 2013 - 20120221_2030(x64) | Autodesk.Revit.DB.FamilyInstance:OST_MechanicalEquipment:Geometry | n/a | 0 | 0 | 0
VAV-AHU1-UUU-box-upperright | rich.mitrenga@autodesk.com | 2012-12-07T14:23:33 | box-upperright | Component | VAV-AHU1-UUU | -11.2242 | 15.3188 | 3.959 | Autodesk Revit 2013 - 20120221_2030(x64) | Autodesk.Revit.DB.FamilyInstance:OST_MechanicalEquipment:Geometry | n/a | 0 | 0 | 0
VAV-AHU1-VVV-point | rich.mitrenga@autodesk.com | 2012-12-07T14:23:33 | point | Component | VAV-AHU1-VVV | -5.324 | 15.4153 | 3.6805 | Autodesk Revit 2013 - 20120221_2030(x64) | Autodesk.Revit.DB.FamilyInstance:OST_MechanicalEquipment:Geometry | n/a | 0 | 0 | 0
VAV-AHU1-VVV-box-lowerleft | rich.mitrenga@autodesk.com | 2012-12-07T14:23:33 | box-lowerleft | Component | VAV-AHU1-VVV | -5.4256 | 15.1316 | 3.6805 | Autodesk Revit 2013 - 20120221_2030(x64) | Autodesk.Revit.DB.FamilyInstance:OST_MechanicalEquipment:Geometry | n/a | 0 | 0 | 0
VAV-AHU1-VVV-box-upperright | rich.mitrenga@autodesk.com | 2012-12-07T14:23:33 | box-upperright | Component | VAV-AHU1-VVV | -4.9812 | 15.5594 | 3.9186 | Autodesk Revit 2013 - 20120221_2030(x64) | Autodesk.Revit.DB.FamilyInstance:OST_MechanicalEquipment:Geometry | n/a | 0 | 0 | 0
VAV-AHU1-XXX-point | rich.mitrenga@autodesk.com | 2012-12-07T14:23:33 | point | Component | VAV-AHU1-XXX | -3.98 | 17.6116 | 3.4555 | Autodesk Revit 2013 - 20120221_2030(x64) | Autodesk.Revit.DB.FamilyInstance:OST_MechanicalEquipment:Geometry | n/a | 360 | 0 | 0
VAV-AHU1-XXX-box-lowerleft | rich.mitrenga@autodesk.com | 2012-12-07T14:23:33 | box-lowerleft | Component | VAV-AHU1-XXX | -4.0816 | 17.1654 | 3.4555 | Autodesk Revit 2013 - 20120221_2030(x64) | Autodesk.Revit.DB.FamilyInstance:OST_MechanicalEquipment:Geometry | n/a | 0 | 0 | 0
VAV-AHU1-XXX-box-upperright | rich.mitrenga@autodesk.com | 2012-12-07T14:23:33 | box-upperright | Component | VAV-AHU1-XXX | -3.5482 | 17.9182 | 3.9436 | Autodesk Revit 2013 - 20120221_2030(x64) | Autodesk.Revit.DB.FamilyInstance:OST_MechanicalEquipment:Geometry | n/a | 0 | 0 | 0
VAV-AHU1-QQQ-point | rich.mitrenga@autodesk.com | 2012-12-07T14:23:33 | point | Component | VAV-AHU1-QQQ | -10.08 | 17.6006 | 3.5055 | Autodesk Revit 2013 - 20120221_2030(x64) | Autodesk.Revit.DB.FamilyInstance:OST_MechanicalEquipment:Geometry | n/a | 180 | 0 | 0
VAV-AHU1-QQQ-box-lowerleft | rich.mitrenga@autodesk.com | 2012-12-07T14:23:33 | box-lowerleft | Component | VAV-AHU1-QQQ | -10.4608 | 17.3691 | 3.5055 | Autodesk Revit 2013 - 20120221_2030(x64) | Autodesk.Revit.DB.FamilyInstance:OST_MechanicalEquipment:Geometry | n/a | 0 | 0 | 0
VAV-AHU1-QQQ-box-upperright | rich.mitrenga@autodesk.com | 2012-12-07T14:23:33 | box-upperright | Component | VAV-AHU1-QQQ | -9.9784 | 17.9719 | 3.8936 | Autodesk Revit 2013 - 20120221_2030(x64) | Autodesk.Revit.DB.FamilyInstance:OST_MechanicalEquipment:Geometry | n/a | 0 | 0 | 0
VAV-AHU1-RRR-point | rich.mitrenga@autodesk.com | 2012-12-07T14:23:33 | point | Component | VAV-AHU1-RRR | -10.8013 | 20.6437 | 3.3559 | Autodesk Revit 2013 - 20120221_2030(x64) | Autodesk.Revit.DB.FamilyInstance:OST_MechanicalEquipment:Geometry | n/a | 180 | 0 | 0
VAV-AHU1-RRR-box-lowerleft | rich.mitrenga@autodesk.com | 2012-12-07T14:23:33 | box-lowerleft | Component | VAV-AHU1-RRR | -11.1311 | 20.4872 | 3.3559 | Autodesk Revit 2013 - 20120221_2030(x64) | Autodesk.Revit.DB.FamilyInstance:OST_MechanicalEquipment:Geometry | n/a | 0 | 0 | 0
VAV-AHU1-RRR-box-upperright | rich.mitrenga@autodesk.com | 2012-12-07T14:23:33 | box-upperright | Component | VAV-AHU1-RRR | -10.6997 | 20.94 | 3.644 | Autodesk Revit 2013 - 20120221_2030(x64) | Autodesk.Revit.DB.FamilyInstance:OST_MechanicalEquipment:Geometry | n/a | 0 | 0 | 0
VAV-AHU1-SSS-point | rich.mitrenga@autodesk.com | 2012-12-07T14:23:33 | point | Component | VAV-AHU1-SSS | -12.2042 | 24.0941 | 3.6305 | Autodesk Revit 2013 - 20120221_2030(x64) | Autodesk.Revit.DB.FamilyInstance:OST_MechanicalEquipment:Geometry | n/a | 270 | 0 | 0
VAV-AHU1-SSS-box-lowerleft | rich.mitrenga@autodesk.com | 2012-12-07T14:23:33 | box-lowerleft | Component | VAV-AHU1-SSS | -12.3982 | 23.9925 | 3.6305 | Autodesk Revit 2013 - 20120221_2030(x64) | Autodesk.Revit.DB.FamilyInstance:OST_MechanicalEquipment:Geometry | n/a | 0 | 0 | 0
VAV-AHU1-SSS-box-upperright | rich.mitrenga@autodesk.com | 2012-12-07T14:23:33 | box-upperright | Component | VAV-AHU1-SSS | -11.8704 | 24.4499 | 3.9686 | Autodesk Revit 2013 - 20120221_2030(x64) | Autodesk.Revit.DB.FamilyInstance:OST_MechanicalEquipment:Geometry | n/a | 0 | 0 | 0
VAV-AHU1-WWW-point | rich.mitrenga@autodesk.com | 2012-12-07T14:23:33 | point | Component | VAV-AHU1-WWW | -7.78 | 21.3519 | 3.2259 | Autodesk Revit 2013 - 20120221_2030(x64) | Autodesk.Revit.DB.FamilyInstance:OST_MechanicalEquipment:Geometry | n/a | 90 | 0 | 0
VAV-AHU1-WWW-box-lowerleft | rich.mitrenga@autodesk.com | 2012-12-07T14:23:33 | box-lowerleft | Component | VAV-AHU1-WWW | -8.0763 | 21.0221 | 3.2259 | Autodesk Revit 2013 - 20120221_2030(x64) | Autodesk.Revit.DB.FamilyInstance:OST_MechanicalEquipment:Geometry | n/a | 0 | 0 | 0
VAV-AHU1-WWW-box-upperright | rich.mitrenga@autodesk.com | 2012-12-07T14:23:33 | box-upperright | Component | VAV-AHU1-WWW | -7.6235 | 21.4535 | 3.514 | Autodesk Revit 2013 - 20120221_2030(x64) | Autodesk.Revit.DB.FamilyInstance:OST_MechanicalEquipment:Geometry | n/a | 0 | 0 | 0
VAV-AHU1-YYY-point | rich.mitrenga@autodesk.com | 2012-12-07T14:23:33 | point | Component | VAV-AHU1-YYY | -3.3826 | 25.0208 | 3.6305 | Autodesk Revit 2013 - 20120221_2030(x64) | Autodesk.Revit.DB.FamilyInstance:OST_MechanicalEquipment:Geometry | n/a | 270 | 0 | 0
VAV-AHU1-YYY-box-lowerleft | rich.mitrenga@autodesk.com | 2012-12-07T14:23:33 | box-lowerleft | Component | VAV-AHU1-YYY | -3.5766 | 24.9192 | 3.6305 | Autodesk Revit 2013 - 20120221_2030(x64) | Autodesk.Revit.DB.FamilyInstance:OST_MechanicalEquipment:Geometry | n/a | 0 | 0 | 0
VAV-AHU1-YYY-box-upperright | rich.mitrenga@autodesk.com | 2012-12-07T14:23:33 | box-upperright | Component | VAV-AHU1-YYY | -3.0488 | 25.3766 | 3.9686 | Autodesk Revit 2013 - 20120221_2030(x64) | Autodesk.Revit.DB.FamilyInstance:OST_MechanicalEquipment:Geometry | n/a | 0 | 0 | 0
VAV-AHU1-ZZZ-point | rich.mitrenga@autodesk.com | 2012-12-07T14:23:33 | point | Component | VAV-AHU1-ZZZ | -1.2096 | 24.8394 | 3.6305 | Autodesk Revit 2013 - 20120221_2030(x64) | Autodesk.Revit.DB.FamilyInstance:OST_MechanicalEquipment:Geometry | n/a | 270 | 0 | 0
VAV-AHU1-ZZZ-box-lowerleft | rich.mitrenga@autodesk.com | 2012-12-07T14:23:33 | box-lowerleft | Component | VAV-AHU1-ZZZ | -1.4037 | 24.7378 | 3.6305 | Autodesk Revit 2013 - 20120221_2030(x64) | Autodesk.Revit.DB.FamilyInstance:OST_MechanicalEquipment:Geometry | n/a | 0 | 0 | 0
VAV-AHU1-ZZZ-box-upperright | rich.mitrenga@autodesk.com | 2012-12-07T14:23:33 | box-upperright | Component | VAV-AHU1-ZZZ | -0.87587 | 25.1952 | 3.9686 | Autodesk Revit 2013 - 20120221_2030(x64) | Autodesk.Revit.DB.FamilyInstance:OST_MechanicalEquipment:Geometry | n/a | 0 | 0 | 0
VAV-AHU1-TTT-point | rich.mitrenga@autodesk.com | 2012-12-07T14:23:33 | point | Component | VAV-AHU1-TTT | -8.5954 | 25.4499 | 3.4555 | Autodesk Revit 2013 - 20120221_2030(x64) | Autodesk.Revit.DB.FamilyInstance:OST_MechanicalEquipment:Geometry | n/a | 270 | 0 | 0
VAV-AHU1-TTT-box-lowerleft | rich.mitrenga@autodesk.com | 2012-12-07T14:23:33 | box-lowerleft | Component | VAV-AHU1-TTT | -8.852 | 25.3483 | 3.4555 | Autodesk Revit 2013 - 20120221_2030(x64) | Autodesk.Revit.DB.FamilyInstance:OST_MechanicalEquipment:Geometry | n/a | 0 | 0 | 0
VAV-AHU1-TTT-box-upperright | rich.mitrenga@autodesk.com | 2012-12-07T14:23:33 | box-upperright | Component | VAV-AHU1-TTT | -8.1992 | 25.8567 | 3.9436 | Autodesk Revit 2013 - 20120221_2030(x64) | Autodesk.Revit.DB.FamilyInstance:OST_MechanicalEquipment:Geometry | n/a | 0 | 0 | 0
VAV-AHU1-OO-point | rich.mitrenga@autodesk.com | 2012-12-07T14:23:33 | point | Component | VAV-AHU1-OO | -46.8016 | 20.0218 | 3.0965 | Autodesk Revit 2013 - 20120221_2030(x64) | Autodesk.Revit.DB.FamilyInstance:OST_MechanicalEquipment:Geometry | n/a | 180 | 0 | 0
VAV-AHU1-OO-box-lowerleft | rich.mitrenga@autodesk.com | 2012-12-07T14:23:33 | box-lowerleft | Component | VAV-AHU1-OO | -47.1824 | 19.7903 | 3.0965 | Autodesk Revit 2013 - 20120221_2030(x64) | Autodesk.Revit.DB.FamilyInstance:OST_MechanicalEquipment:Geometry | n/a | 0 | 0 | 0
VAV-AHU1-OO-box-upperright | rich.mitrenga@autodesk.com | 2012-12-07T14:23:33 | box-upperright | Component | VAV-AHU1-OO | -46.7 | 20.3931 | 3.4846 | Autodesk Revit 2013 - 20120221_2030(x64) | Autodesk.Revit.DB.FamilyInstance:OST_MechanicalEquipment:Geometry | n/a | 0 | 0 | 0
VAV-AHU1-UU-point | rich.mitrenga@autodesk.com | 2012-12-07T14:23:33 | point | Component | VAV-AHU1-UU | -41.2584 | 21.245 | 3.1214 | Autodesk Revit 2013 - 20120221_2030(x64) | Autodesk.Revit.DB.FamilyInstance:OST_MechanicalEquipment:Geometry | n/a | 0 | 0 | 0
VAV-AHU1-UU-box-lowerleft | rich.mitrenga@autodesk.com | 2012-12-07T14:23:33 | box-lowerleft | Component | VAV-AHU1-UU | -41.36 | 20.9112 | 3.1214 | Autodesk Revit 2013 - 20120221_2030(x64) | Autodesk.Revit.DB.FamilyInstance:OST_MechanicalEquipment:Geometry | n/a | 0 | 0 | 0
VAV-AHU1-UU-box-upperright | rich.mitrenga@autodesk.com | 2012-12-07T14:23:33 | box-upperright | Component | VAV-AHU1-UU | -40.9026 | 21.439 | 3.4596 | Autodesk Revit 2013 - 20120221_2030(x64) | Autodesk.Revit.DB.FamilyInstance:OST_MechanicalEquipment:Geometry | n/a | 0 | 0 | 0
VAV-AHU1-LL-point | rich.mitrenga@autodesk.com | 2012-12-07T14:23:33 | point | Component | VAV-AHU1-LL | -43.8295 | 25.7604 | 3.1259 | Autodesk Revit 2013 - 20120221_2030(x64) | Autodesk.Revit.DB.FamilyInstance:OST_MechanicalEquipment:Geometry | n/a | 270 | 0 | 0
VAV-AHU1-LL-box-lowerleft | rich.mitrenga@autodesk.com | 2012-12-07T14:23:33 | box-lowerleft | Component | VAV-AHU1-LL | -43.9861 | 25.6588 | 3.1259 | Autodesk Revit 2013 - 20120221_2030(x64) | Autodesk.Revit.DB.FamilyInstance:OST_MechanicalEquipment:Geometry | n/a | 0 | 0 | 0
VAV-AHU1-LL-box-upperright | rich.mitrenga@autodesk.com | 2012-12-07T14:23:33 | box-upperright | Component | VAV-AHU1-LL | -43.5333 | 26.0902 | 3.414 | Autodesk Revit 2013 - 20120221_2030(x64) | Autodesk.Revit.DB.FamilyInstance:OST_MechanicalEquipment:Geometry | n/a | 0 | 0 | 0
VAV-AHU1-MM-point | rich.mitrenga@autodesk.com | 2012-12-07T14:23:33 | point | Component | VAV-AHU1-MM | -47.3616 | 25.6197 | 3.0655 | Autodesk Revit 2013 - 20120221_2030(x64) | Autodesk.Revit.DB.FamilyInstance:OST_MechanicalEquipment:Geometry | n/a | 180 | 0 | 0
VAV-AHU1-MM-box-lowerleft | rich.mitrenga@autodesk.com | 2012-12-07T14:23:33 | box-lowerleft | Component | VAV-AHU1-MM | -47.6914 | 25.4632 | 3.0655 | Autodesk Revit 2013 - 20120221_2030(x64) | Autodesk.Revit.DB.FamilyInstance:OST_MechanicalEquipment:Geometry | n/a | 0 | 0 | 0
VAV-AHU1-MM-box-upperright | rich.mitrenga@autodesk.com | 2012-12-07T14:23:33 | box-upperright | Component | VAV-AHU1-MM | -47.26 | 25.916 | 3.3536 | Autodesk Revit 2013 - 20120221_2030(x64) | Autodesk.Revit.DB.FamilyInstance:OST_MechanicalEquipment:Geometry | n/a | 0 | 0 | 0
VAV-AHU1-PP-point | rich.mitrenga@autodesk.com | 2012-12-07T14:23:33 | point | Component | VAV-AHU1-PP | -42.5584 | 15.1202 | 3.156 | Autodesk Revit 2013 - 20120221_2030(x64) | Autodesk.Revit.DB.FamilyInstance:OST_MechanicalEquipment:Geometry | n/a | 0 | 0 | 0
VAV-AHU1-PP-box-lowerleft | rich.mitrenga@autodesk.com | 2012-12-07T14:23:33 | box-lowerleft | Component | VAV-AHU1-PP | -42.66 | 14.8239 | 3.156 | Autodesk Revit 2013 - 20120221_2030(x64) | Autodesk.Revit.DB.FamilyInstance:OST_MechanicalEquipment:Geometry | n/a | 0 | 0 | 0
VAV-AHU1-PP-box-upperright | rich.mitrenga@autodesk.com | 2012-12-07T14:23:33 | box-upperright | Component | VAV-AHU1-PP | -42.2286 | 15.2767 | 3.4441 | Autodesk Revit 2013 - 20120221_2030(x64) | Autodesk.Revit.DB.FamilyInstance:OST_MechanicalEquipment:Geometry | n/a | 0 | 0 | 0
VAV-AHU1-NN-point | rich.mitrenga@autodesk.com | 2012-12-07T14:23:33 | point | Component | VAV-AHU1-NN | -44.7159 | 17.7888 | 3.181 | Autodesk Revit 2013 - 20120221_2030(x64) | Autodesk.Revit.DB.FamilyInstance:OST_MechanicalEquipment:Geometry | n/a | 90 | 0 | 0
VAV-AHU1-NN-box-lowerleft | rich.mitrenga@autodesk.com | 2012-12-07T14:23:33 | box-lowerleft | Component | VAV-AHU1-NN | -44.9996 | 17.446 | 3.181 | Autodesk Revit 2013 - 20120221_2030(x64) | Autodesk.Revit.DB.FamilyInstance:OST_MechanicalEquipment:Geometry | n/a | 0 | 0 | 0
VAV-AHU1-NN-box-upperright | rich.mitrenga@autodesk.com | 2012-12-07T14:23:33 | box-upperright | Component | VAV-AHU1-NN | -44.5718 | 17.8904 | 3.4191 | Autodesk Revit 2013 - 20120221_2030(x64) | Autodesk.Revit.DB.FamilyInstance:OST_MechanicalEquipment:Geometry | n/a | 0 | 0 | 0
VAV-AHU1-VV-point | rich.mitrenga@autodesk.com | 2012-12-07T14:23:33 | point | Component | VAV-AHU1-VV | -37.9084 | 17.915 | 3.6805 | Autodesk Revit 2013 - 20120221_2030(x64) | Autodesk.Revit.DB.FamilyInstance:OST_MechanicalEquipment:Geometry | n/a | 0 | 0 | 0
VAV-AHU1-VV-box-lowerleft | rich.mitrenga@autodesk.com | 2012-12-07T14:23:33 | box-lowerleft | Component | VAV-AHU1-VV | -38.01 | 17.6312 | 3.6805 | Autodesk Revit 2013 - 20120221_2030(x64) | Autodesk.Revit.DB.FamilyInstance:OST_MechanicalEquipment:Geometry | n/a | 0 | 0 | 0
VAV-AHU1-VV-box-upperright | rich.mitrenga@autodesk.com | 2012-12-07T14:23:33 | box-upperright | Component | VAV-AHU1-VV | -37.5656 | 18.059 | 3.9186 | Autodesk Revit 2013 - 20120221_2030(x64) | Autodesk.Revit.DB.FamilyInstance:OST_MechanicalEquipment:Geometry | n/a | 0 | 0 | 0
VAV-AHU1-MMM-point | rich.mitrenga@autodesk.com | 2012-12-07T14:23:33 | point | Component | VAV-AHU1-MMM | -19.3313 | 23.9341 | 3.2509 | Autodesk Revit 2013 - 20120221_2030(x64) | Autodesk.Revit.DB.FamilyInstance:OST_MechanicalEquipment:Geometry | n/a | 270 | 0 | 0
VAV-AHU1-MMM-box-lowerleft | rich.mitrenga@autodesk.com | 2012-12-07T14:23:33 | box-lowerleft | Component | VAV-AHU1-MMM | -19.5253 | 23.8325 | 3.2509 | Autodesk Revit 2013 - 20120221_2030(x64) | Autodesk.Revit.DB.FamilyInstance:OST_MechanicalEquipment:Geometry | n/a | 0 | 0 | 0
VAV-AHU1-MMM-box-upperright | rich.mitrenga@autodesk.com | 2012-12-07T14:23:33 | box-upperright | Component | VAV-AHU1-MMM | -18.9975 | 24.2899 | 3.589 | Autodesk Revit 2013 - 20120221_2030(x64) | Autodesk.Revit.DB.FamilyInstance:OST_MechanicalEquipment:Geometry | n/a | 0 | 0 | 0
VAV-AHU1-NNN-point | rich.mitrenga@autodesk.com | 2012-12-07T14:23:33 | point | Component | VAV-AHU1-NNN | -19.2809 | 17.9584 | 3.5305 | Autodesk Revit 2013 - 20120221_2030(x64) | Autodesk.Revit.DB.FamilyInstance:OST_MechanicalEquipment:Geometry | n/a | 90 | 0 | 0
VAV-AHU1-NNN-box-lowerleft | rich.mitrenga@autodesk.com | 2012-12-07T14:23:33 | box-lowerleft | Component | VAV-AHU1-NNN | -19.6146 | 17.6026 | 3.5305 | Autodesk Revit 2013 - 20120221_2030(x64) | Autodesk.Revit.DB.FamilyInstance:OST_MechanicalEquipment:Geometry | n/a | 0 | 0 | 0
VAV-AHU1-NNN-box-upperright | rich.mitrenga@autodesk.com | 2012-12-07T14:23:33 | box-upperright | Component | VAV-AHU1-NNN | -19.0868 | 18.06 | 3.8686 | Autodesk Revit 2013 - 20120221_2030(x64) | Autodesk.Revit.DB.FamilyInstance:OST_MechanicalEquipment:Geometry | n/a | 0 | 0 | 0
VAV-AHU1-HHH-point | rich.mitrenga@autodesk.com | 2012-12-07T14:23:33 | point | Component | VAV-AHU1-HHH | -25.9607 | 25.0773 | 3.1155 | Autodesk Revit 2013 - 20120221_2030(x64) | Autodesk.Revit.DB.FamilyInstance:OST_MechanicalEquipment:Geometry | n/a | 270 | 0 | 0
VAV-AHU1-HHH-box-lowerleft | rich.mitrenga@autodesk.com | 2012-12-07T14:23:33 | box-lowerleft | Component | VAV-AHU1-HHH | -26.1923 | 24.9757 | 3.1155 | Autodesk Revit 2013 - 20120221_2030(x64) | Autodesk.Revit.DB.FamilyInstance:OST_MechanicalEquipment:Geometry | n/a | 0 | 0 | 0
VAV-AHU1-HHH-box-upperright | rich.mitrenga@autodesk.com | 2012-12-07T14:23:33 | box-upperright | Component | VAV-AHU1-HHH | -25.5895 | 25.4581 | 3.5036 | Autodesk Revit 2013 - 20120221_2030(x64) | Autodesk.Revit.DB.FamilyInstance:OST_MechanicalEquipment:Geometry | n/a | 0 | 0 | 0
VAV-AHU1-LLL-point | rich.mitrenga@autodesk.com | 2012-12-07T14:23:33 | point | Component | VAV-AHU1-LLL | -27.6142 | 25.2516 | 3.2405 | Autodesk Revit 2013 - 20120221_2030(x64) | Autodesk.Revit.DB.FamilyInstance:OST_MechanicalEquipment:Geometry | n/a | 270 | 0 | 0
VAV-AHU1-LLL-box-lowerleft | rich.mitrenga@autodesk.com | 2012-12-07T14:23:33 | box-lowerleft | Component | VAV-AHU1-LLL | -27.7582 | 25.15 | 3.2405 | Autodesk Revit 2013 - 20120221_2030(x64) | Autodesk.Revit.DB.FamilyInstance:OST_MechanicalEquipment:Geometry | n/a | 0 | 0 | 0
VAV-AHU1-LLL-box-upperright | rich.mitrenga@autodesk.com | 2012-12-07T14:23:33 | box-upperright | Component | VAV-AHU1-LLL | -27.3304 | 25.5944 | 3.4786 | Autodesk Revit 2013 - 20120221_2030(x64) | Autodesk.Revit.DB.FamilyInstance:OST_MechanicalEquipment:Geometry | n/a | 0 | 0 | 0
VAV-AHU1-III-point | rich.mitrenga@autodesk.com | 2012-12-07T14:23:33 | point | Component | VAV-AHU1-III | -24.6605 | 25.0785 | 3.1905 | Autodesk Revit 2013 - 20120221_2030(x64) | Autodesk.Revit.DB.FamilyInstance:OST_MechanicalEquipment:Geometry | n/a | 270 | 0 | 0
VAV-AHU1-III-box-lowerleft | rich.mitrenga@autodesk.com | 2012-12-07T14:23:33 | box-lowerleft | Component | VAV-AHU1-III | -24.8045 | 24.9769 | 3.1905 | Autodesk Revit 2013 - 20120221_2030(x64) | Autodesk.Revit.DB.FamilyInstance:OST_MechanicalEquipment:Geometry | n/a | 0 | 0 | 0
VAV-AHU1-III-box-upperright | rich.mitrenga@autodesk.com | 2012-12-07T14:23:33 | box-upperright | Component | VAV-AHU1-III | -24.3767 | 25.4213 | 3.4286 | Autodesk Revit 2013 - 20120221_2030(x64) | Autodesk.Revit.DB.FamilyInstance:OST_MechanicalEquipment:Geometry | n/a | 0 | 0 | 0
VAV-AHU1-KKK-point | rich.mitrenga@autodesk.com | 2012-12-07T14:23:33 | point | Component | VAV-AHU1-KKK | -23.8841 | 24.7487 | 3.1905 | Autodesk Revit 2013 - 20120221_2030(x64) | Autodesk.Revit.DB.FamilyInstance:OST_MechanicalEquipment:Geometry | n/a | 270 | 0 | 0
VAV-AHU1-KKK-box-lowerleft | rich.mitrenga@autodesk.com | 2012-12-07T14:23:33 | box-lowerleft | Component | VAV-AHU1-KKK | -24.0282 | 24.6471 | 3.1905 | Autodesk Revit 2013 - 20120221_2030(x64) | Autodesk.Revit.DB.FamilyInstance:OST_MechanicalEquipment:Geometry | n/a | 0 | 0 | 0
VAV-AHU1-KKK-box-upperright | rich.mitrenga@autodesk.com | 2012-12-07T14:23:33 | box-upperright | Component | VAV-AHU1-KKK | -23.6004 | 25.0915 | 3.4286 | Autodesk Revit 2013 - 20120221_2030(x64) | Autodesk.Revit.DB.FamilyInstance:OST_MechanicalEquipment:Geometry | n/a | 0 | 0 | 0
VAV-AHU1-YY-point | rich.mitrenga@autodesk.com | 2012-12-07T14:23:33 | point | Component | VAV-AHU1-YY | -30.835 | 22.3012 | 3.1655 | Autodesk Revit 2013 - 20120221_2030(x64) | Autodesk.Revit.DB.FamilyInstance:OST_MechanicalEquipment:Geometry | n/a | 0 | 0 | 0
VAV-AHU1-YY-box-lowerleft | rich.mitrenga@autodesk.com | 2012-12-07T14:23:33 | box-lowerleft | Component | VAV-AHU1-YY | -30.9366 | 22.0049 | 3.1655 | Autodesk Revit 2013 - 20120221_2030(x64) | Autodesk.Revit.DB.FamilyInstance:OST_MechanicalEquipment:Geometry | n/a | 0 | 0 | 0
VAV-AHU1-YY-box-upperright | rich.mitrenga@autodesk.com | 2012-12-07T14:23:33 | box-upperright | Component | VAV-AHU1-YY | -30.5052 | 22.4577 | 3.4536 | Autodesk Revit 2013 - 20120221_2030(x64) | Autodesk.Revit.DB.FamilyInstance:OST_MechanicalEquipment:Geometry | n/a | 0 | 0 | 0
VAV-AHU1-WW-point | rich.mitrenga@autodesk.com | 2012-12-07T14:23:33 | point | Component | VAV-AHU1-WW | -34.6116 | 24.7959 | 3.2 | Autodesk Revit 2013 - 20120221_2030(x64) | Autodesk.Revit.DB.FamilyInstance:OST_MechanicalEquipment:Geometry | n/a | 180 | 0 | 0
VAV-AHU1-WW-box-lowerleft | rich.mitrenga@autodesk.com | 2012-12-07T14:23:33 | box-lowerleft | Component | VAV-AHU1-WW | -34.9544 | 24.6518 | 3.2 | Autodesk Revit 2013 - 20120221_2030(x64) | Autodesk.Revit.DB.FamilyInstance:OST_MechanicalEquipment:Geometry | n/a | 0 | 0 | 0
VAV-AHU1-WW-box-upperright | rich.mitrenga@autodesk.com | 2012-12-07T14:23:33 | box-upperright | Component | VAV-AHU1-WW | -34.51 | 25.0796 | 3.4381 | Autodesk Revit 2013 - 20120221_2030(x64) | Autodesk.Revit.DB.FamilyInstance:OST_MechanicalEquipment:Geometry | n/a | 0 | 0 | 0
VAV-AHU1-XX-point | rich.mitrenga@autodesk.com | 2012-12-07T14:23:33 | point | Component | VAV-AHU1-XX | -31.5295 | 25.3136 | 3.2 | Autodesk Revit 2013 - 20120221_2030(x64) | Autodesk.Revit.DB.FamilyInstance:OST_MechanicalEquipment:Geometry | n/a | 270 | 0 | 0
VAV-AHU1-XX-box-lowerleft | rich.mitrenga@autodesk.com | 2012-12-07T14:23:33 | box-lowerleft | Component | VAV-AHU1-XX | -31.6735 | 25.212 | 3.2 | Autodesk Revit 2013 - 20120221_2030(x64) | Autodesk.Revit.DB.FamilyInstance:OST_MechanicalEquipment:Geometry | n/a | 0 | 0 | 0
VAV-AHU1-XX-box-upperright | rich.mitrenga@autodesk.com | 2012-12-07T14:23:33 | box-upperright | Component | VAV-AHU1-XX | -31.2457 | 25.6564 | 3.4381 | Autodesk Revit 2013 - 20120221_2030(x64) | Autodesk.Revit.DB.FamilyInstance:OST_MechanicalEquipment:Geometry | n/a | 0 | 0 | 0
VAV-AHU1-QQ-point | rich.mitrenga@autodesk.com | 2012-12-07T14:23:33 | point | Component | VAV-AHU1-QQ | -49.7477 | 9.4434 | 3.2155 | Autodesk Revit 2013 - 20120221_2030(x64) | Autodesk.Revit.DB.FamilyInstance:OST_MechanicalEquipment:Geometry | n/a | 90 | 0 | 0
VAV-AHU1-QQ-box-lowerleft | rich.mitrenga@autodesk.com | 2012-12-07T14:23:33 | box-lowerleft | Component | VAV-AHU1-QQ | -50.119 | 9.0626 | 3.2155 | Autodesk Revit 2013 - 20120221_2030(x64) | Autodesk.Revit.DB.FamilyInstance:OST_MechanicalEquipment:Geometry | n/a | 0 | 0 | 0
VAV-AHU1-QQ-box-upperright | rich.mitrenga@autodesk.com | 2012-12-07T14:23:33 | box-upperright | Component | VAV-AHU1-QQ | -49.5162 | 9.545 | 3.6036 | Autodesk Revit 2013 - 20120221_2030(x64) | Autodesk.Revit.DB.FamilyInstance:OST_MechanicalEquipment:Geometry | n/a | 0 | 0 | 0
VAV-AHU1-RR-point | rich.mitrenga@autodesk.com | 2012-12-07T14:23:33 | point | Component | VAV-AHU1-RR | -48.7285 | 9.4434 | 3.2405 | Autodesk Revit 2013 - 20120221_2030(x64) | Autodesk.Revit.DB.FamilyInstance:OST_MechanicalEquipment:Geometry | n/a | 90 | 0 | 0
VAV-AHU1-RR-box-lowerleft | rich.mitrenga@autodesk.com | 2012-12-07T14:23:33 | box-lowerleft | Component | VAV-AHU1-RR | -49.0623 | 9.0876 | 3.2405 | Autodesk Revit 2013 - 20120221_2030(x64) | Autodesk.Revit.DB.FamilyInstance:OST_MechanicalEquipment:Geometry | n/a | 0 | 0 | 0
VAV-AHU1-RR-box-upperright | rich.mitrenga@autodesk.com | 2012-12-07T14:23:33 | box-upperright | Component | VAV-AHU1-RR | -48.5345 | 9.545 | 3.5786 | Autodesk Revit 2013 - 20120221_2030(x64) | Autodesk.Revit.DB.FamilyInstance:OST_MechanicalEquipment:Geometry | n/a | 0 | 0 | 0
VAV-AHU1-TT-point | rich.mitrenga@autodesk.com | 2012-12-07T14:23:33 | point | Component | VAV-AHU1-TT | -41.2992 | 9.4384 | 3.2655 | Autodesk Revit 2013 - 20120221_2030(x64) | Autodesk.Revit.DB.FamilyInstance:OST_MechanicalEquipment:Geometry | n/a | 90 | 0 | 0
VAV-AHU1-TT-box-lowerleft | rich.mitrenga@autodesk.com | 2012-12-07T14:23:33 | box-lowerleft | Component | VAV-AHU1-TT | -41.5954 | 9.1086 | 3.2655 | Autodesk Revit 2013 - 20120221_2030(x64) | Autodesk.Revit.DB.FamilyInstance:OST_MechanicalEquipment:Geometry | n/a | 0 | 0 | 0
VAV-AHU1-TT-box-upperright | rich.mitrenga@autodesk.com | 2012-12-07T14:23:33 | box-upperright | Component | VAV-AHU1-TT | -41.1426 | 9.54 | 3.5536 | Autodesk Revit 2013 - 20120221_2030(x64) | Autodesk.Revit.DB.FamilyInstance:OST_MechanicalEquipment:Geometry | n/a | 0 | 0 | 0
VAV-AHU1-G2-point | rich.mitrenga@autodesk.com | 2012-12-07T14:23:33 | point | Component | VAV-AHU1-G2 | -9.0768 | 38.7896 | 3.4655 | Autodesk Revit 2013 - 20120221_2030(x64) | Autodesk.Revit.DB.FamilyInstance:OST_MechanicalEquipment:Geometry | n/a | 90 | 0 | 0
VAV-AHU1-G2-box-lowerleft | rich.mitrenga@autodesk.com | 2012-12-07T14:23:33 | box-lowerleft | Component | VAV-AHU1-G2 | -9.473 | 38.3828 | 3.4655 | Autodesk Revit 2013 - 20120221_2030(x64) | Autodesk.Revit.DB.FamilyInstance:OST_MechanicalEquipment:Geometry | n/a | 0 | 0 | 0
VAV-AHU1-G2-box-upperright | rich.mitrenga@autodesk.com | 2012-12-07T14:23:33 | box-upperright | Component | VAV-AHU1-G2 | -8.8202 | 38.8912 | 3.9536 | Autodesk Revit 2013 - 20120221_2030(x64) | Autodesk.Revit.DB.FamilyInstance:OST_MechanicalEquipment:Geometry | n/a | 0 | 0 | 0
VAV-AHU1-C-point | rich.mitrenga@autodesk.com | 2012-12-07T14:23:33 | point | Component | VAV-AHU1-C | -5.1816 | 47.7718 | 3.5905 | Autodesk Revit 2013 - 20120221_2030(x64) | Autodesk.Revit.DB.FamilyInstance:OST_MechanicalEquipment:Geometry | n/a | 180 | 0 | 0
VAV-AHU1-C-box-lowerleft | rich.mitrenga@autodesk.com | 2012-12-07T14:23:33 | box-lowerleft | Component | VAV-AHU1-C | -5.5244 | 47.6278 | 3.5905 | Autodesk Revit 2013 - 20120221_2030(x64) | Autodesk.Revit.DB.FamilyInstance:OST_MechanicalEquipment:Geometry | n/a | 0 | 0 | 0
VAV-AHU1-C-box-upperright | rich.mitrenga@autodesk.com | 2012-12-07T14:23:33 | box-upperright | Component | VAV-AHU1-C | -5.08 | 48.0556 | 3.8286 | Autodesk Revit 2013 - 20120221_2030(x64) | Autodesk.Revit.DB.FamilyInstance:OST_MechanicalEquipment:Geometry | n/a | 0 | 0 | 0
VAV-AHU1-D-point | rich.mitrenga@autodesk.com | 2012-12-07T14:23:33 | point | Component | VAV-AHU1-D | -2.035 | 47.3361 | 3.175 | Autodesk Revit 2013 - 20120221_2030(x64) | Autodesk.Revit.DB.FamilyInstance:OST_MechanicalEquipment:Geometry | n/a | 0 | 0 | 0
VAV-AHU1-D-box-lowerleft | rich.mitrenga@autodesk.com | 2012-12-07T14:23:33 | box-lowerleft | Component | VAV-AHU1-D | -2.1366 | 47.0398 | 3.175 | Autodesk Revit 2013 - 20120221_2030(x64) | Autodesk.Revit.DB.FamilyInstance:OST_MechanicalEquipment:Geometry | n/a | 0 | 0 | 0
VAV-AHU1-D-box-upperright | rich.mitrenga@autodesk.com | 2012-12-07T14:23:33 | box-upperright | Component | VAV-AHU1-D | -1.7052 | 47.4926 | 3.4631 | Autodesk Revit 2013 - 20120221_2030(x64) | Autodesk.Revit.DB.FamilyInstance:OST_MechanicalEquipment:Geometry | n/a | 0 | 0 | 0
VAV-AHU1-F-point | rich.mitrenga@autodesk.com | 2012-12-07T14:23:33 | point | Component | VAV-AHU1-F | -4.9816 | 44.6782 | 3.5655 | Autodesk Revit 2013 - 20120221_2030(x64) | Autodesk.Revit.DB.FamilyInstance:OST_MechanicalEquipment:Geometry | n/a | 180 | 0 | 0
VAV-AHU1-F-box-lowerleft | rich.mitrenga@autodesk.com | 2012-12-07T14:23:33 | box-lowerleft | Component | VAV-AHU1-F | -5.3114 | 44.5216 | 3.5655 | Autodesk Revit 2013 - 20120221_2030(x64) | Autodesk.Revit.DB.FamilyInstance:OST_MechanicalEquipment:Geometry | n/a | 0 | 0 | 0
VAV-AHU1-F-box-upperright | rich.mitrenga@autodesk.com | 2012-12-07T14:23:33 | box-upperright | Component | VAV-AHU1-F | -4.88 | 44.9744 | 3.8536 | Autodesk Revit 2013 - 20120221_2030(x64) | Autodesk.Revit.DB.FamilyInstance:OST_MechanicalEquipment:Geometry | n/a | 0 | 0 | 0
VAV-AHU1-A-point | rich.mitrenga@autodesk.com | 2012-12-07T14:23:33 | point | Component | VAV-AHU1-A | -5.4963 | 38.2045 | 3.5905 | Autodesk Revit 2013 - 20120221_2030(x64) | Autodesk.Revit.DB.FamilyInstance:OST_MechanicalEquipment:Geometry | n/a | 180 | 0 | 0
VAV-AHU1-A-box-lowerleft | rich.mitrenga@autodesk.com | 2012-12-07T14:23:33 | box-lowerleft | Component | VAV-AHU1-A | -5.8391 | 38.0605 | 3.5905 | Autodesk Revit 2013 - 20120221_2030(x64) | Autodesk.Revit.DB.FamilyInstance:OST_MechanicalEquipment:Geometry | n/a | 0 | 0 | 0
VAV-AHU1-A-box-upperright | rich.mitrenga@autodesk.com | 2012-12-07T14:23:33 | box-upperright | Component | VAV-AHU1-A | -5.3947 | 38.4883 | 3.8286 | Autodesk Revit 2013 - 20120221_2030(x64) | Autodesk.Revit.DB.FamilyInstance:OST_MechanicalEquipment:Geometry | n/a | 0 | 0 | 0
VAV-AHU1-B-point | rich.mitrenga@autodesk.com | 2012-12-07T14:23:33 | point | Component | VAV-AHU1-B | -2.5 | 40.7181 | 3.5405 | Autodesk Revit 2013 - 20120221_2030(x64) | Autodesk.Revit.DB.FamilyInstance:OST_MechanicalEquipment:Geometry | n/a | 0 | 0 | 0
VAV-AHU1-B-box-lowerleft | rich.mitrenga@autodesk.com | 2012-12-07T14:23:33 | box-lowerleft | Component | VAV-AHU1-B | -2.6016 | 40.3843 | 3.5405 | Autodesk Revit 2013 - 20120221_2030(x64) | Autodesk.Revit.DB.FamilyInstance:OST_MechanicalEquipment:Geometry | n/a | 0 | 0 | 0
VAV-AHU1-B-box-upperright | rich.mitrenga@autodesk.com | 2012-12-07T14:23:33 | box-upperright | Component | VAV-AHU1-B | -2.1442 | 40.9121 | 3.8786 | Autodesk Revit 2013 - 20120221_2030(x64) | Autodesk.Revit.DB.FamilyInstance:OST_MechanicalEquipment:Geometry | n/a | 0 | 0 | 0
VAV-AHU1-G1-point | rich.mitrenga@autodesk.com | 2012-12-07T14:23:33 | point | Component | VAV-AHU1-G1 | -3.9663 | 37.928 | 3.5405 | Autodesk Revit 2013 - 20120221_2030(x64) | Autodesk.Revit.DB.FamilyInstance:OST_MechanicalEquipment:Geometry | n/a | 90 | 0 | 0
VAV-AHU1-G1-box-lowerleft | rich.mitrenga@autodesk.com | 2012-12-07T14:23:33 | box-lowerleft | Component | VAV-AHU1-G1 | -4.3 | 37.5722 | 3.5405 | Autodesk Revit 2013 - 20120221_2030(x64) | Autodesk.Revit.DB.FamilyInstance:OST_MechanicalEquipment:Geometry | n/a | 0 | 0 | 0
VAV-AHU1-G1-box-upperright | rich.mitrenga@autodesk.com | 2012-12-07T14:23:33 | box-upperright | Component | VAV-AHU1-G1 | -3.7722 | 38.0296 | 3.8786 | Autodesk Revit 2013 - 20120221_2030(x64) | Autodesk.Revit.DB.FamilyInstance:OST_MechanicalEquipment:Geometry | n/a | 0 | 0 | 0
VAV-AHU1-I-point | rich.mitrenga@autodesk.com | 2012-12-07T14:23:33 | point | Component | VAV-AHU1-I | -12.1466 | 41.3938 | 3.5405 | Autodesk Revit 2013 - 20120221_2030(x64) | Autodesk.Revit.DB.FamilyInstance:OST_MechanicalEquipment:Geometry | n/a | 90 | 0 | 0
VAV-AHU1-I-box-lowerleft | rich.mitrenga@autodesk.com | 2012-12-07T14:23:33 | box-lowerleft | Component | VAV-AHU1-I | -12.4803 | 41.038 | 3.5405 | Autodesk Revit 2013 - 20120221_2030(x64) | Autodesk.Revit.DB.FamilyInstance:OST_MechanicalEquipment:Geometry | n/a | 0 | 0 | 0
VAV-AHU1-I-box-upperright | rich.mitrenga@autodesk.com | 2012-12-07T14:23:33 | box-upperright | Component | VAV-AHU1-I | -11.9525 | 41.4954 | 3.8786 | Autodesk Revit 2013 - 20120221_2030(x64) | Autodesk.Revit.DB.FamilyInstance:OST_MechanicalEquipment:Geometry | n/a | 0 | 0 | 0
VAV-AHU1-H-point | rich.mitrenga@autodesk.com | 2012-12-07T14:23:33 | point | Component | VAV-AHU1-H | -10.2541 | 44.7798 | 3.5405 | Autodesk Revit 2013 - 20120221_2030(x64) | Autodesk.Revit.DB.FamilyInstance:OST_MechanicalEquipment:Geometry | n/a | 270 | 0 | 0
VAV-AHU1-H-box-lowerleft | rich.mitrenga@autodesk.com | 2012-12-07T14:23:33 | box-lowerleft | Component | VAV-AHU1-H | -10.4482 | 44.6782 | 3.5405 | Autodesk Revit 2013 - 20120221_2030(x64) | Autodesk.Revit.DB.FamilyInstance:OST_MechanicalEquipment:Geometry | n/a | 0 | 0 | 0
VAV-AHU1-H-box-upperright | rich.mitrenga@autodesk.com | 2012-12-07T14:23:33 | box-upperright | Component | VAV-AHU1-H | -9.9204 | 45.1356 | 3.8786 | Autodesk Revit 2013 - 20120221_2030(x64) | Autodesk.Revit.DB.FamilyInstance:OST_MechanicalEquipment:Geometry | n/a | 0 | 0 | 0
VAV-AHU1-K-point | rich.mitrenga@autodesk.com | 2012-12-07T14:23:33 | point | Component | VAV-AHU1-K | -18.3123 | 44.28 | 3.5655 | Autodesk Revit 2013 - 20120221_2030(x64) | Autodesk.Revit.DB.FamilyInstance:OST_MechanicalEquipment:Geometry | n/a | 270 | 0 | 0
VAV-AHU1-K-box-lowerleft | rich.mitrenga@autodesk.com | 2012-12-07T14:23:33 | box-lowerleft | Component | VAV-AHU1-K | -18.5063 | 44.1784 | 3.5655 | Autodesk Revit 2013 - 20120221_2030(x64) | Autodesk.Revit.DB.FamilyInstance:OST_MechanicalEquipment:Geometry | n/a | 0 | 0 | 0
VAV-AHU1-K-box-upperright | rich.mitrenga@autodesk.com | 2012-12-07T14:23:33 | box-upperright | Component | VAV-AHU1-K | -17.9785 | 44.6358 | 3.9036 | Autodesk Revit 2013 - 20120221_2030(x64) | Autodesk.Revit.DB.FamilyInstance:OST_MechanicalEquipment:Geometry | n/a | 0 | 0 | 0
VAV-AHU1-J-point | rich.mitrenga@autodesk.com | 2012-12-07T14:23:33 | point | Component | VAV-AHU1-J | -14.2584 | 43.5442 | 3.5905 | Autodesk Revit 2013 - 20120221_2030(x64) | Autodesk.Revit.DB.FamilyInstance:OST_MechanicalEquipment:Geometry | n/a | 0 | 0 | 0
VAV-AHU1-J-box-lowerleft | rich.mitrenga@autodesk.com | 2012-12-07T14:23:33 | box-lowerleft | Component | VAV-AHU1-J | -14.36 | 43.2604 | 3.5905 | Autodesk Revit 2013 - 20120221_2030(x64) | Autodesk.Revit.DB.FamilyInstance:OST_MechanicalEquipment:Geometry | n/a | 0 | 0 | 0
VAV-AHU1-J-box-upperright | rich.mitrenga@autodesk.com | 2012-12-07T14:23:33 | box-upperright | Component | VAV-AHU1-J | -13.9156 | 43.6882 | 3.8286 | Autodesk Revit 2013 - 20120221_2030(x64) | Autodesk.Revit.DB.FamilyInstance:OST_MechanicalEquipment:Geometry | n/a | 0 | 0 | 0
VAV-AHU1-S-point | rich.mitrenga@autodesk.com | 2012-12-07T14:23:33 | point | Component | VAV-AHU1-S | -29.7384 | 45.1641 | 3.5905 | Autodesk Revit 2013 - 20120221_2030(x64) | Autodesk.Revit.DB.FamilyInstance:OST_MechanicalEquipment:Geometry | n/a | 0 | 0 | 0
VAV-AHU1-S-box-lowerleft | rich.mitrenga@autodesk.com | 2012-12-07T14:23:33 | box-lowerleft | Component | VAV-AHU1-S | -29.84 | 44.8804 | 3.5905 | Autodesk Revit 2013 - 20120221_2030(x64) | Autodesk.Revit.DB.FamilyInstance:OST_MechanicalEquipment:Geometry | n/a | 0 | 0 | 0
VAV-AHU1-S-box-upperright | rich.mitrenga@autodesk.com | 2012-12-07T14:23:33 | box-upperright | Component | VAV-AHU1-S | -29.3956 | 45.3082 | 3.8286 | Autodesk Revit 2013 - 20120221_2030(x64) | Autodesk.Revit.DB.FamilyInstance:OST_MechanicalEquipment:Geometry | n/a | 0 | 0 | 0
VAV-AHU1-U-point | rich.mitrenga@autodesk.com | 2012-12-07T14:23:33 | point | Component | VAV-AHU1-U | -28.9586 | 51.1092 | 3.1905 | Autodesk Revit 2013 - 20120221_2030(x64) | Autodesk.Revit.DB.FamilyInstance:OST_MechanicalEquipment:Geometry | n/a | 0 | 0 | 0
VAV-AHU1-U-box-lowerleft | rich.mitrenga@autodesk.com | 2012-12-07T14:23:33 | box-lowerleft | Component | VAV-AHU1-U | -29.0602 | 50.7755 | 3.1905 | Autodesk Revit 2013 - 20120221_2030(x64) | Autodesk.Revit.DB.FamilyInstance:OST_MechanicalEquipment:Geometry | n/a | 0 | 0 | 0
VAV-AHU1-U-box-upperright | rich.mitrenga@autodesk.com | 2012-12-07T14:23:33 | box-upperright | Component | VAV-AHU1-U | -28.6028 | 51.3033 | 3.5286 | Autodesk Revit 2013 - 20120221_2030(x64) | Autodesk.Revit.DB.FamilyInstance:OST_MechanicalEquipment:Geometry | n/a | 0 | 0 | 0
VAV-AHU1-V-point | rich.mitrenga@autodesk.com | 2012-12-07T14:23:33 | point | Component | VAV-AHU1-V | -32.3766 | 51.1109 | 3.2405 | Autodesk Revit 2013 - 20120221_2030(x64) | Autodesk.Revit.DB.FamilyInstance:OST_MechanicalEquipment:Geometry | n/a | 180 | 0 | 0
VAV-AHU1-V-box-lowerleft | rich.mitrenga@autodesk.com | 2012-12-07T14:23:33 | box-lowerleft | Component | VAV-AHU1-V | -32.7194 | 50.9669 | 3.2405 | Autodesk Revit 2013 - 20120221_2030(x64) | Autodesk.Revit.DB.FamilyInstance:OST_MechanicalEquipment:Geometry | n/a | 0 | 0 | 0
VAV-AHU1-V-box-upperright | rich.mitrenga@autodesk.com | 2012-12-07T14:23:33 | box-upperright | Component | VAV-AHU1-V | -32.275 | 51.3947 | 3.4786 | Autodesk Revit 2013 - 20120221_2030(x64) | Autodesk.Revit.DB.FamilyInstance:OST_MechanicalEquipment:Geometry | n/a | 0 | 0 | 0
VAV-AHU1-T-point | rich.mitrenga@autodesk.com | 2012-12-07T14:23:33 | point | Component | VAV-AHU1-T | -32.27 | 54.0416 | 3.1655 | Autodesk Revit 2013 - 20120221_2030(x64) | Autodesk.Revit.DB.FamilyInstance:OST_MechanicalEquipment:Geometry | n/a | 180 | 0 | 0
VAV-AHU1-T-box-lowerleft | rich.mitrenga@autodesk.com | 2012-12-07T14:23:33 | box-lowerleft | Component | VAV-AHU1-T | -32.5998 | 53.885 | 3.1655 | Autodesk Revit 2013 - 20120221_2030(x64) | Autodesk.Revit.DB.FamilyInstance:OST_MechanicalEquipment:Geometry | n/a | 0 | 0 | 0
VAV-AHU1-T-box-upperright | rich.mitrenga@autodesk.com | 2012-12-07T14:23:33 | box-upperright | Component | VAV-AHU1-T | -32.1684 | 54.3378 | 3.4536 | Autodesk Revit 2013 - 20120221_2030(x64) | Autodesk.Revit.DB.FamilyInstance:OST_MechanicalEquipment:Geometry | n/a | 0 | 0 | 0
VAV-AHU1-W-point | rich.mitrenga@autodesk.com | 2012-12-07T14:23:33 | point | Component | VAV-AHU1-W | -48.8141 | 53.9416 | 3.1405 | Autodesk Revit 2013 - 20120221_2030(x64) | Autodesk.Revit.DB.FamilyInstance:OST_MechanicalEquipment:Geometry | n/a | 270 | 0 | 0
VAV-AHU1-W-box-lowerleft | rich.mitrenga@autodesk.com | 2012-12-07T14:23:33 | box-lowerleft | Component | VAV-AHU1-W | -48.9582 | 53.84 | 3.1405 | Autodesk Revit 2013 - 20120221_2030(x64) | Autodesk.Revit.DB.FamilyInstance:OST_MechanicalEquipment:Geometry | n/a | 0 | 0 | 0
VAV-AHU1-W-box-upperright | rich.mitrenga@autodesk.com | 2012-12-07T14:23:33 | box-upperright | Component | VAV-AHU1-W | -48.5304 | 54.2844 | 3.3786 | Autodesk Revit 2013 - 20120221_2030(x64) | Autodesk.Revit.DB.FamilyInstance:OST_MechanicalEquipment:Geometry | n/a | 0 | 0 | 0
VAV-AHU1-X-point | rich.mitrenga@autodesk.com | 2012-12-07T14:23:33 | point | Component | VAV-AHU1-X | -44.9043 | 53.9416 | 3.1405 | Autodesk Revit 2013 - 20120221_2030(x64) | Autodesk.Revit.DB.FamilyInstance:OST_MechanicalEquipment:Geometry | n/a | 270 | 0 | 0
VAV-AHU1-X-box-lowerleft | rich.mitrenga@autodesk.com | 2012-12-07T14:23:33 | box-lowerleft | Component | VAV-AHU1-X | -45.0984 | 53.84 | 3.1405 | Autodesk Revit 2013 - 20120221_2030(x64) | Autodesk.Revit.DB.FamilyInstance:OST_MechanicalEquipment:Geometry | n/a | 0 | 0 | 0
VAV-AHU1-X-box-upperright | rich.mitrenga@autodesk.com | 2012-12-07T14:23:33 | box-upperright | Component | VAV-AHU1-X | -44.5706 | 54.2974 | 3.4786 | Autodesk Revit 2013 - 20120221_2030(x64) | Autodesk.Revit.DB.FamilyInstance:OST_MechanicalEquipment:Geometry | n/a | 0 | 0 | 0
VAV-AHU1-Y-point | rich.mitrenga@autodesk.com | 2012-12-07T14:23:33 | point | Component | VAV-AHU1-Y | -49.3 | 49.7996 | 3.1155 | Autodesk Revit 2013 - 20120221_2030(x64) | Autodesk.Revit.DB.FamilyInstance:OST_MechanicalEquipment:Geometry | n/a | 180 | 0 | 0
VAV-AHU1-Y-box-lowerleft | rich.mitrenga@autodesk.com | 2012-12-07T14:23:33 | box-lowerleft | Component | VAV-AHU1-Y | -49.6298 | 49.6431 | 3.1155 | Autodesk Revit 2013 - 20120221_2030(x64) | Autodesk.Revit.DB.FamilyInstance:OST_MechanicalEquipment:Geometry | n/a | 0 | 0 | 0
VAV-AHU1-Y-box-upperright | rich.mitrenga@autodesk.com | 2012-12-07T14:23:33 | box-upperright | Component | VAV-AHU1-Y | -49.1984 | 50.0959 | 3.4036 | Autodesk Revit 2013 - 20120221_2030(x64) | Autodesk.Revit.DB.FamilyInstance:OST_MechanicalEquipment:Geometry | n/a | 0 | 0 | 0
VAV-AHU1-Z-point | rich.mitrenga@autodesk.com | 2012-12-07T14:23:33 | point | Component | VAV-AHU1-Z | -47.5641 | 46.8784 | 3.1405 | Autodesk Revit 2013 - 20120221_2030(x64) | Autodesk.Revit.DB.FamilyInstance:OST_MechanicalEquipment:Geometry | n/a | 90 | 0 | 0
VAV-AHU1-Z-box-lowerleft | rich.mitrenga@autodesk.com | 2012-12-07T14:23:33 | box-lowerleft | Component | VAV-AHU1-Z | -47.8479 | 46.5356 | 3.1405 | Autodesk Revit 2013 - 20120221_2030(x64) | Autodesk.Revit.DB.FamilyInstance:OST_MechanicalEquipment:Geometry | n/a | 0 | 0 | 0
VAV-AHU1-Z-box-upperright | rich.mitrenga@autodesk.com | 2012-12-07T14:23:33 | box-upperright | Component | VAV-AHU1-Z | -47.4201 | 46.98 | 3.3786 | Autodesk Revit 2013 - 20120221_2030(x64) | Autodesk.Revit.DB.FamilyInstance:OST_MechanicalEquipment:Geometry | n/a | 0 | 0 | 0
VAV-AHU1-BB-point | rich.mitrenga@autodesk.com | 2012-12-07T14:23:33 | point | Component | VAV-AHU1-BB | -43.4797 | 50.6916 | 3.1655 | Autodesk Revit 2013 - 20120221_2030(x64) | Autodesk.Revit.DB.FamilyInstance:OST_MechanicalEquipment:Geometry | n/a | 270 | 0 | 0
VAV-AHU1-BB-box-lowerleft | rich.mitrenga@autodesk.com | 2012-12-07T14:23:33 | box-lowerleft | Component | VAV-AHU1-BB | -43.6362 | 50.59 | 3.1655 | Autodesk Revit 2013 - 20120221_2030(x64) | Autodesk.Revit.DB.FamilyInstance:OST_MechanicalEquipment:Geometry | n/a | 0 | 0 | 0
VAV-AHU1-BB-box-upperright | rich.mitrenga@autodesk.com | 2012-12-07T14:23:33 | box-upperright | Component | VAV-AHU1-BB | -43.1834 | 51.0214 | 3.4536 | Autodesk Revit 2013 - 20120221_2030(x64) | Autodesk.Revit.DB.FamilyInstance:OST_MechanicalEquipment:Geometry | n/a | 0 | 0 | 0
VAV-AHU1-AA-point | rich.mitrenga@autodesk.com | 2012-12-07T14:23:33 | point | Component | VAV-AHU1-AA | -43.4871 | 48.0565 | 3.1905 | Autodesk Revit 2013 - 20120221_2030(x64) | Autodesk.Revit.DB.FamilyInstance:OST_MechanicalEquipment:Geometry | n/a | 90 | 0 | 0
VAV-AHU1-AA-box-lowerleft | rich.mitrenga@autodesk.com | 2012-12-07T14:23:33 | box-lowerleft | Component | VAV-AHU1-AA | -43.7709 | 47.7137 | 3.1905 | Autodesk Revit 2013 - 20120221_2030(x64) | Autodesk.Revit.DB.FamilyInstance:OST_MechanicalEquipment:Geometry | n/a | 0 | 0 | 0
VAV-AHU1-AA-box-upperright | rich.mitrenga@autodesk.com | 2012-12-07T14:23:33 | box-upperright | Component | VAV-AHU1-AA | -43.3431 | 48.1581 | 3.4286 | Autodesk Revit 2013 - 20120221_2030(x64) | Autodesk.Revit.DB.FamilyInstance:OST_MechanicalEquipment:Geometry | n/a | 0 | 0 | 0
VAV-AHU1-DD-point | rich.mitrenga@autodesk.com | 2012-12-07T14:23:33 | point | Component | VAV-AHU1-DD | -41.4616 | 43.9785 | 3.1405 | Autodesk Revit 2013 - 20120221_2030(x64) | Autodesk.Revit.DB.FamilyInstance:OST_MechanicalEquipment:Geometry | n/a | 180 | 0 | 0
VAV-AHU1-DD-box-lowerleft | rich.mitrenga@autodesk.com | 2012-12-07T14:23:33 | box-lowerleft | Component | VAV-AHU1-DD | -41.8174 | 43.7844 | 3.1405 | Autodesk Revit 2013 - 20120221_2030(x64) | Autodesk.Revit.DB.FamilyInstance:OST_MechanicalEquipment:Geometry | n/a | 0 | 0 | 0
VAV-AHU1-DD-box-upperright | rich.mitrenga@autodesk.com | 2012-12-07T14:23:33 | box-upperright | Component | VAV-AHU1-DD | -41.36 | 44.3122 | 3.4786 | Autodesk Revit 2013 - 20120221_2030(x64) | Autodesk.Revit.DB.FamilyInstance:OST_MechanicalEquipment:Geometry | n/a | 0 | 0 | 0
VAV-AHU1-CC-point | rich.mitrenga@autodesk.com | 2012-12-07T14:23:33 | point | Component | VAV-AHU1-CC | -35.8423 | 45.38 | 3.5655 | Autodesk Revit 2013 - 20120221_2030(x64) | Autodesk.Revit.DB.FamilyInstance:OST_MechanicalEquipment:Geometry | n/a | 270 | 0 | 0
VAV-AHU1-CC-box-lowerleft | rich.mitrenga@autodesk.com | 2012-12-07T14:23:33 | box-lowerleft | Component | VAV-AHU1-CC | -35.9988 | 45.2784 | 3.5655 | Autodesk Revit 2013 - 20120221_2030(x64) | Autodesk.Revit.DB.FamilyInstance:OST_MechanicalEquipment:Geometry | n/a | 0 | 0 | 0
VAV-AHU1-CC-box-upperright | rich.mitrenga@autodesk.com | 2012-12-07T14:23:33 | box-upperright | Component | VAV-AHU1-CC | -35.546 | 45.7098 | 3.8536 | Autodesk Revit 2013 - 20120221_2030(x64) | Autodesk.Revit.DB.FamilyInstance:OST_MechanicalEquipment:Geometry | n/a | 0 | 0 | 0
VAV-AHU1-FF-point | rich.mitrenga@autodesk.com | 2012-12-07T14:23:33 | point | Component | VAV-AHU1-FF | -43.875 | 33.705 | 3.0155 | Autodesk Revit 2013 - 20120221_2030(x64) | Autodesk.Revit.DB.FamilyInstance:OST_MechanicalEquipment:Geometry | n/a | 90 | 0 | 0
VAV-AHU1-FF-box-lowerleft | rich.mitrenga@autodesk.com | 2012-12-07T14:23:33 | box-lowerleft | Component | VAV-AHU1-FF | -44.2462 | 33.3242 | 3.0155 | Autodesk Revit 2013 - 20120221_2030(x64) | Autodesk.Revit.DB.FamilyInstance:OST_MechanicalEquipment:Geometry | n/a | 0 | 0 | 0
VAV-AHU1-FF-box-upperright | rich.mitrenga@autodesk.com | 2012-12-07T14:23:33 | box-upperright | Component | VAV-AHU1-FF | -43.6435 | 33.8066 | 3.4036 | Autodesk Revit 2013 - 20120221_2030(x64) | Autodesk.Revit.DB.FamilyInstance:OST_MechanicalEquipment:Geometry | n/a | 0 | 0 | 0
VAV-AHU1-GG-point | rich.mitrenga@autodesk.com | 2012-12-07T14:23:33 | point | Component | VAV-AHU1-GG | -49.2216 | 34.5712 | 3.0405 | Autodesk Revit 2013 - 20120221_2030(x64) | Autodesk.Revit.DB.FamilyInstance:OST_MechanicalEquipment:Geometry | n/a | 180 | 0 | 0
VAV-AHU1-GG-box-lowerleft | rich.mitrenga@autodesk.com | 2012-12-07T14:23:33 | box-lowerleft | Component | VAV-AHU1-GG | -49.5774 | 34.3772 | 3.0405 | Autodesk Revit 2013 - 20120221_2030(x64) | Autodesk.Revit.DB.FamilyInstance:OST_MechanicalEquipment:Geometry | n/a | 0 | 0 | 0
VAV-AHU1-GG-box-upperright | rich.mitrenga@autodesk.com | 2012-12-07T14:23:33 | box-upperright | Component | VAV-AHU1-GG | -49.12 | 34.905 | 3.3786 | Autodesk Revit 2013 - 20120221_2030(x64) | Autodesk.Revit.DB.FamilyInstance:OST_MechanicalEquipment:Geometry | n/a | 0 | 0 | 0
VAV-AHU1-II-point | rich.mitrenga@autodesk.com | 2012-12-07T14:23:33 | point | Component | VAV-AHU1-II | -48.3066 | 40.0854 | 3.1655 | Autodesk Revit 2013 - 20120221_2030(x64) | Autodesk.Revit.DB.FamilyInstance:OST_MechanicalEquipment:Geometry | n/a | 180 | 0 | 0
VAV-AHU1-II-box-lowerleft | rich.mitrenga@autodesk.com | 2012-12-07T14:23:33 | box-lowerleft | Component | VAV-AHU1-II | -48.6364 | 39.9288 | 3.1655 | Autodesk Revit 2013 - 20120221_2030(x64) | Autodesk.Revit.DB.FamilyInstance:OST_MechanicalEquipment:Geometry | n/a | 0 | 0 | 0
VAV-AHU1-II-box-upperright | rich.mitrenga@autodesk.com | 2012-12-07T14:23:33 | box-upperright | Component | VAV-AHU1-II | -48.205 | 40.3816 | 3.4536 | Autodesk Revit 2013 - 20120221_2030(x64) | Autodesk.Revit.DB.FamilyInstance:OST_MechanicalEquipment:Geometry | n/a | 0 | 0 | 0
VAV-AHU1-HH-point | rich.mitrenga@autodesk.com | 2012-12-07T14:23:33 | point | Component | VAV-AHU1-HH | -49.4854 | 37.6112 | 3.0655 | Autodesk Revit 2013 - 20120221_2030(x64) | Autodesk.Revit.DB.FamilyInstance:OST_MechanicalEquipment:Geometry | n/a | 90 | 0 | 0
VAV-AHU1-HH-box-lowerleft | rich.mitrenga@autodesk.com | 2012-12-07T14:23:33 | box-lowerleft | Component | VAV-AHU1-HH | -49.7817 | 37.2814 | 3.0655 | Autodesk Revit 2013 - 20120221_2030(x64) | Autodesk.Revit.DB.FamilyInstance:OST_MechanicalEquipment:Geometry | n/a | 0 | 0 | 0
VAV-AHU1-HH-box-upperright | rich.mitrenga@autodesk.com | 2012-12-07T14:23:33 | box-upperright | Component | VAV-AHU1-HH | -49.3289 | 37.7128 | 3.3536 | Autodesk Revit 2013 - 20120221_2030(x64) | Autodesk.Revit.DB.FamilyInstance:OST_MechanicalEquipment:Geometry | n/a | 0 | 0 | 0
VAV-AHU1-KK-point | rich.mitrenga@autodesk.com | 2012-12-07T14:23:33 | point | Component | VAV-AHU1-KK | -39.5107 | 36.967 | 3.3405 | Autodesk Revit 2013 - 20120221_2030(x64) | Autodesk.Revit.DB.FamilyInstance:OST_MechanicalEquipment:Geometry | n/a | 90 | 0 | 0
VAV-AHU1-KK-box-lowerleft | rich.mitrenga@autodesk.com | 2012-12-07T14:23:33 | box-lowerleft | Component | VAV-AHU1-KK | -39.8444 | 36.6112 | 3.3405 | Autodesk Revit 2013 - 20120221_2030(x64) | Autodesk.Revit.DB.FamilyInstance:OST_MechanicalEquipment:Geometry | n/a | 0 | 0 | 0
VAV-AHU1-KK-box-upperright | rich.mitrenga@autodesk.com | 2012-12-07T14:23:33 | box-upperright | Component | VAV-AHU1-KK | -39.3166 | 37.0686 | 3.6786 | Autodesk Revit 2013 - 20120221_2030(x64) | Autodesk.Revit.DB.FamilyInstance:OST_MechanicalEquipment:Geometry | n/a | 0 | 0 | 0
VAV-AHU1-EE-point | rich.mitrenga@autodesk.com | 2012-12-07T14:23:33 | point | Component | VAV-AHU1-EE | -37.4471 | 41.4103 | 3.3655 | Autodesk Revit 2013 - 20120221_2030(x64) | Autodesk.Revit.DB.FamilyInstance:OST_MechanicalEquipment:Geometry | n/a | 0 | 0 | 0
VAV-AHU1-EE-box-lowerleft | rich.mitrenga@autodesk.com | 2012-12-07T14:23:33 | box-lowerleft | Component | VAV-AHU1-EE | -37.5487 | 41.1141 | 3.3655 | Autodesk Revit 2013 - 20120221_2030(x64) | Autodesk.Revit.DB.FamilyInstance:OST_MechanicalEquipment:Geometry | n/a | 0 | 0 | 0
VAV-AHU1-EE-box-upperright | rich.mitrenga@autodesk.com | 2012-12-07T14:23:33 | box-upperright | Component | VAV-AHU1-EE | -37.1173 | 41.5669 | 3.6536 | Autodesk Revit 2013 - 20120221_2030(x64) | Autodesk.Revit.DB.FamilyInstance:OST_MechanicalEquipment:Geometry | n/a | 0 | 0 | 0
VAV-AHU1-R-point | rich.mitrenga@autodesk.com | 2012-12-07T14:23:33 | point | Component | VAV-AHU1-R | -30.8764 | 37.7912 | 3.5655 | Autodesk Revit 2013 - 20120221_2030(x64) | Autodesk.Revit.DB.FamilyInstance:OST_MechanicalEquipment:Geometry | n/a | 90 | 0 | 0
VAV-AHU1-R-box-lowerleft | rich.mitrenga@autodesk.com | 2012-12-07T14:23:33 | box-lowerleft | Component | VAV-AHU1-R | -31.1726 | 37.4614 | 3.5655 | Autodesk Revit 2013 - 20120221_2030(x64) | Autodesk.Revit.DB.FamilyInstance:OST_MechanicalEquipment:Geometry | n/a | 0 | 0 | 0
VAV-AHU1-R-box-upperright | rich.mitrenga@autodesk.com | 2012-12-07T14:23:33 | box-upperright | Component | VAV-AHU1-R | -30.7198 | 37.8928 | 3.8536 | Autodesk Revit 2013 - 20120221_2030(x64) | Autodesk.Revit.DB.FamilyInstance:OST_MechanicalEquipment:Geometry | n/a | 0 | 0 | 0
VAV-AHU1-Q-point | rich.mitrenga@autodesk.com | 2012-12-07T14:23:33 | point | Component | VAV-AHU1-Q | -27.5646 | 41.2776 | 3.5655 | Autodesk Revit 2013 - 20120221_2030(x64) | Autodesk.Revit.DB.FamilyInstance:OST_MechanicalEquipment:Geometry | n/a | 270 | 0 | 0
VAV-AHU1-Q-box-lowerleft | rich.mitrenga@autodesk.com | 2012-12-07T14:23:33 | box-lowerleft | Component | VAV-AHU1-Q | -27.7212 | 41.176 | 3.5655 | Autodesk Revit 2013 - 20120221_2030(x64) | Autodesk.Revit.DB.FamilyInstance:OST_MechanicalEquipment:Geometry | n/a | 0 | 0 | 0
VAV-AHU1-Q-box-upperright | rich.mitrenga@autodesk.com | 2012-12-07T14:23:33 | box-upperright | Component | VAV-AHU1-Q | -27.2684 | 41.6074 | 3.8536 | Autodesk Revit 2013 - 20120221_2030(x64) | Autodesk.Revit.DB.FamilyInstance:OST_MechanicalEquipment:Geometry | n/a | 0 | 0 | 0
VAV-AHU1-P-point | rich.mitrenga@autodesk.com | 2012-12-07T14:23:33 | point | Component | VAV-AHU1-P | -25.8102 | 37.8896 | 3.5405 | Autodesk Revit 2013 - 20120221_2030(x64) | Autodesk.Revit.DB.FamilyInstance:OST_MechanicalEquipment:Geometry | n/a | 90 | 0 | 0
VAV-AHU1-P-box-lowerleft | rich.mitrenga@autodesk.com | 2012-12-07T14:23:33 | box-lowerleft | Component | VAV-AHU1-P | -26.1439 | 37.5338 | 3.5405 | Autodesk Revit 2013 - 20120221_2030(x64) | Autodesk.Revit.DB.FamilyInstance:OST_MechanicalEquipment:Geometry | n/a | 0 | 0 | 0
VAV-AHU1-P-box-upperright | rich.mitrenga@autodesk.com | 2012-12-07T14:23:33 | box-upperright | Component | VAV-AHU1-P | -25.6161 | 37.9912 | 3.8786 | Autodesk Revit 2013 - 20120221_2030(x64) | Autodesk.Revit.DB.FamilyInstance:OST_MechanicalEquipment:Geometry | n/a | 0 | 0 | 0
VAV-AHU1-O-point | rich.mitrenga@autodesk.com | 2012-12-07T14:23:33 | point | Component | VAV-AHU1-O | -24.6946 | 37.8896 | 3.5905 | Autodesk Revit 2013 - 20120221_2030(x64) | Autodesk.Revit.DB.FamilyInstance:OST_MechanicalEquipment:Geometry | n/a | 90 | 0 | 0
VAV-AHU1-O-box-lowerleft | rich.mitrenga@autodesk.com | 2012-12-07T14:23:33 | box-lowerleft | Component | VAV-AHU1-O | -24.9784 | 37.5468 | 3.5905 | Autodesk Revit 2013 - 20120221_2030(x64) | Autodesk.Revit.DB.FamilyInstance:OST_MechanicalEquipment:Geometry | n/a | 0 | 0 | 0
VAV-AHU1-O-box-upperright | rich.mitrenga@autodesk.com | 2012-12-07T14:23:33 | box-upperright | Component | VAV-AHU1-O | -24.5506 | 37.9912 | 3.8286 | Autodesk Revit 2013 - 20120221_2030(x64) | Autodesk.Revit.DB.FamilyInstance:OST_MechanicalEquipment:Geometry | n/a | 0 | 0 | 0
VAV-AHU1-M-point | rich.mitrenga@autodesk.com | 2012-12-07T14:23:33 | point | Component | VAV-AHU1-M | -20.5913 | 44.6455 | 3.5655 | Autodesk Revit 2013 - 20120221_2030(x64) | Autodesk.Revit.DB.FamilyInstance:OST_MechanicalEquipment:Geometry | n/a | 270 | 0 | 0
VAV-AHU1-M-box-lowerleft | rich.mitrenga@autodesk.com | 2012-12-07T14:23:33 | box-lowerleft | Component | VAV-AHU1-M | -20.7479 | 44.5439 | 3.5655 | Autodesk Revit 2013 - 20120221_2030(x64) | Autodesk.Revit.DB.FamilyInstance:OST_MechanicalEquipment:Geometry | n/a | 0 | 0 | 0
VAV-AHU1-M-box-upperright | rich.mitrenga@autodesk.com | 2012-12-07T14:23:33 | box-upperright | Component | VAV-AHU1-M | -20.2951 | 44.9753 | 3.8536 | Autodesk Revit 2013 - 20120221_2030(x64) | Autodesk.Revit.DB.FamilyInstance:OST_MechanicalEquipment:Geometry | n/a | 0 | 0 | 0
VAV-AHU1-N-point | rich.mitrenga@autodesk.com | 2012-12-07T14:23:33 | point | Component | VAV-AHU1-N | -24.2357 | 41.5697 | 3.5405 | Autodesk Revit 2013 - 20120221_2030(x64) | Autodesk.Revit.DB.FamilyInstance:OST_MechanicalEquipment:Geometry | n/a | 270 | 0 | 0
VAV-AHU1-N-box-lowerleft | rich.mitrenga@autodesk.com | 2012-12-07T14:23:33 | box-lowerleft | Component | VAV-AHU1-N | -24.4298 | 41.4681 | 3.5405 | Autodesk Revit 2013 - 20120221_2030(x64) | Autodesk.Revit.DB.FamilyInstance:OST_MechanicalEquipment:Geometry | n/a | 0 | 0 | 0
VAV-AHU1-N-box-upperright | rich.mitrenga@autodesk.com | 2012-12-07T14:23:33 | box-upperright | Component | VAV-AHU1-N | -23.902 | 41.9255 | 3.8786 | Autodesk Revit 2013 - 20120221_2030(x64) | Autodesk.Revit.DB.FamilyInstance:OST_MechanicalEquipment:Geometry | n/a | 0 | 0 | 0
VAV-AHU1-L-point | rich.mitrenga@autodesk.com | 2012-12-07T14:23:33 | point | Component | VAV-AHU1-L | -21.8911 | 37.4411 | 3.5351 | Autodesk Revit 2013 - 20120221_2030(x64) | Autodesk.Revit.DB.FamilyInstance:OST_MechanicalEquipment:Geometry | n/a | 90 | 0 | 0
VAV-AHU1-L-box-lowerleft | rich.mitrenga@autodesk.com | 2012-12-07T14:23:33 | box-lowerleft | Component | VAV-AHU1-L | -22.2623 | 37.0603 | 3.5351 | Autodesk Revit 2013 - 20120221_2030(x64) | Autodesk.Revit.DB.FamilyInstance:OST_MechanicalEquipment:Geometry | n/a | 0 | 0 | 0
VAV-AHU1-L-box-upperright | rich.mitrenga@autodesk.com | 2012-12-07T14:23:33 | box-upperright | Component | VAV-AHU1-L | -21.6595 | 37.5427 | 3.9232 | Autodesk Revit 2013 - 20120221_2030(x64) | Autodesk.Revit.DB.FamilyInstance:OST_MechanicalEquipment:Geometry | n/a | 0 | 0 | 0
VAV-AHU1-CCC-point | rich.mitrenga@autodesk.com | 2012-12-07T14:23:33 | point | Component | VAV-AHU1-CCC | -30.3254 | 18.1055 | 3.6555 | Autodesk Revit 2013 - 20120221_2030(x64) | Autodesk.Revit.DB.FamilyInstance:OST_MechanicalEquipment:Geometry | n/a | 90 | 0 | 0
VAV-AHU1-CCC-box-lowerleft | rich.mitrenga@autodesk.com | 2012-12-07T14:23:33 | box-lowerleft | Component | VAV-AHU1-CCC | -30.6216 | 17.7757 | 3.6555 | Autodesk Revit 2013 - 20120221_2030(x64) | Autodesk.Revit.DB.FamilyInstance:OST_MechanicalEquipment:Geometry | n/a | 0 | 0 | 0
VAV-AHU1-CCC-box-upperright | rich.mitrenga@autodesk.com | 2012-12-07T14:23:33 | box-upperright | Component | VAV-AHU1-CCC | -30.1688 | 18.2071 | 3.9436 | Autodesk Revit 2013 - 20120221_2030(x64) | Autodesk.Revit.DB.FamilyInstance:OST_MechanicalEquipment:Geometry | n/a | 0 | 0 | 0
VAV-AHU1-JJJ-point | rich.mitrenga@autodesk.com | 2012-12-07T14:23:33 | point | Component | VAV-AHU1-JJJ | -26.5684 | 19.0437 | 3.6805 | Autodesk Revit 2013 - 20120221_2030(x64) | Autodesk.Revit.DB.FamilyInstance:OST_MechanicalEquipment:Geometry | n/a | 0 | 0 | 0
VAV-AHU1-JJJ-box-lowerleft | rich.mitrenga@autodesk.com | 2012-12-07T14:23:33 | box-lowerleft | Component | VAV-AHU1-JJJ | -26.67 | 18.76 | 3.6805 | Autodesk Revit 2013 - 20120221_2030(x64) | Autodesk.Revit.DB.FamilyInstance:OST_MechanicalEquipment:Geometry | n/a | 0 | 0 | 0
VAV-AHU1-JJJ-box-upperright | rich.mitrenga@autodesk.com | 2012-12-07T14:23:33 | box-upperright | Component | VAV-AHU1-JJJ | -26.2256 | 19.1878 | 3.9186 | Autodesk Revit 2013 - 20120221_2030(x64) | Autodesk.Revit.DB.FamilyInstance:OST_MechanicalEquipment:Geometry | n/a | 0 | 0 | 0
VAV-AHU1-DDD-point | rich.mitrenga@autodesk.com | 2012-12-07T14:23:33 | point | Component | VAV-AHU1-DDD | -25.0116 | 9.0574 | 3.6805 | Autodesk Revit 2013 - 20120221_2030(x64) | Autodesk.Revit.DB.FamilyInstance:OST_MechanicalEquipment:Geometry | n/a | 90 | 0 | 0
VAV-AHU1-DDD-box-lowerleft | rich.mitrenga@autodesk.com | 2012-12-07T14:23:33 | box-lowerleft | Component | VAV-AHU1-DDD | -25.2953 | 8.7146 | 3.6805 | Autodesk Revit 2013 - 20120221_2030(x64) | Autodesk.Revit.DB.FamilyInstance:OST_MechanicalEquipment:Geometry | n/a | 0 | 0 | 0
VAV-AHU1-DDD-box-upperright | rich.mitrenga@autodesk.com | 2012-12-07T14:23:33 | box-upperright | Component | VAV-AHU1-DDD | -24.8675 | 9.159 | 3.9186 | Autodesk Revit 2013 - 20120221_2030(x64) | Autodesk.Revit.DB.FamilyInstance:OST_MechanicalEquipment:Geometry | n/a | 0 | 0 | 0
VAV-AHU2-Z-point | rich.mitrenga@autodesk.com | 2012-12-07T14:23:33 | point | Component | VAV-AHU2-Z | -45.1828 | 47.6138 | 7.8105 | Autodesk Revit 2013 - 20120221_2030(x64) | Autodesk.Revit.DB.FamilyInstance:OST_MechanicalEquipment:Geometry | n/a | 270 | 0 | 0
VAV-AHU2-Z-box-lowerleft | rich.mitrenga@autodesk.com | 2012-12-07T14:23:33 | box-lowerleft | Component | VAV-AHU2-Z | -45.3768 | 47.5122 | 7.8105 | Autodesk Revit 2013 - 20120221_2030(x64) | Autodesk.Revit.DB.FamilyInstance:OST_MechanicalEquipment:Geometry | n/a | 0 | 0 | 0
VAV-AHU2-Z-box-upperright | rich.mitrenga@autodesk.com | 2012-12-07T14:23:33 | box-upperright | Component | VAV-AHU2-Z | -44.849 | 47.9696 | 8.1486 | Autodesk Revit 2013 - 20120221_2030(x64) | Autodesk.Revit.DB.FamilyInstance:OST_MechanicalEquipment:Geometry | n/a | 0 | 0 | 0
VAV-AHU2-BB-point | rich.mitrenga@autodesk.com | 2012-12-07T14:23:33 | point | Component | VAV-AHU2-BB | -43.2689 | 47.6138 | 8.0105 | Autodesk Revit 2013 - 20120221_2030(x64) | Autodesk.Revit.DB.FamilyInstance:OST_MechanicalEquipment:Geometry | n/a | 270 | 0 | 0
VAV-AHU2-BB-box-lowerleft | rich.mitrenga@autodesk.com | 2012-12-07T14:23:33 | box-lowerleft | Component | VAV-AHU2-BB | -43.463 | 47.5122 | 8.0105 | Autodesk Revit 2013 - 20120221_2030(x64) | Autodesk.Revit.DB.FamilyInstance:OST_MechanicalEquipment:Geometry | n/a | 0 | 0 | 0
VAV-AHU2-BB-box-upperright | rich.mitrenga@autodesk.com | 2012-12-07T14:23:33 | box-upperright | Component | VAV-AHU2-BB | -42.9352 | 47.9696 | 8.3486 | Autodesk Revit 2013 - 20120221_2030(x64) | Autodesk.Revit.DB.FamilyInstance:OST_MechanicalEquipment:Geometry | n/a | 0 | 0 | 0
VAV-AHU2-Y-point | rich.mitrenga@autodesk.com | 2012-12-07T14:23:33 | point | Component | VAV-AHU2-Y | -39.4291 | 47.7987 | 7.8355 | Autodesk Revit 2013 - 20120221_2030(x64) | Autodesk.Revit.DB.FamilyInstance:OST_MechanicalEquipment:Geometry | n/a | 270 | 0 | 0
VAV-AHU2-Y-box-lowerleft | rich.mitrenga@autodesk.com | 2012-12-07T14:23:33 | box-lowerleft | Component | VAV-AHU2-Y | -39.5856 | 47.6971 | 7.8355 | Autodesk Revit 2013 - 20120221_2030(x64) | Autodesk.Revit.DB.FamilyInstance:OST_MechanicalEquipment:Geometry | n/a | 0 | 0 | 0
VAV-AHU2-Y-box-upperright | rich.mitrenga@autodesk.com | 2012-12-07T14:23:33 | box-upperright | Component | VAV-AHU2-Y | -39.1328 | 48.1285 | 8.1236 | Autodesk Revit 2013 - 20120221_2030(x64) | Autodesk.Revit.DB.FamilyInstance:OST_MechanicalEquipment:Geometry | n/a | 0 | 0 | 0
VAV-AHU2-AA-point | rich.mitrenga@autodesk.com | 2012-12-07T14:23:33 | point | Component | VAV-AHU2-AA | -43.9393 | 44.376 | 7.7355 | Autodesk Revit 2013 - 20120221_2030(x64) | Autodesk.Revit.DB.FamilyInstance:OST_MechanicalEquipment:Geometry | n/a | 90 | 0 | 0
VAV-AHU2-AA-box-lowerleft | rich.mitrenga@autodesk.com | 2012-12-07T14:23:33 | box-lowerleft | Component | VAV-AHU2-AA | -44.3355 | 43.9692 | 7.7355 | Autodesk Revit 2013 - 20120221_2030(x64) | Autodesk.Revit.DB.FamilyInstance:OST_MechanicalEquipment:Geometry | n/a | 0 | 0 | 0
VAV-AHU2-AA-box-upperright | rich.mitrenga@autodesk.com | 2012-12-07T14:23:33 | box-upperright | Component | VAV-AHU2-AA | -43.6827 | 44.4776 | 8.2236 | Autodesk Revit 2013 - 20120221_2030(x64) | Autodesk.Revit.DB.FamilyInstance:OST_MechanicalEquipment:Geometry | n/a | 0 | 0 | 0
VAV-AHU2-CC-point | rich.mitrenga@autodesk.com | 2012-12-07T14:23:33 | point | Component | VAV-AHU2-CC | -39.4586 | 42.476 | 7.8105 | Autodesk Revit 2013 - 20120221_2030(x64) | Autodesk.Revit.DB.FamilyInstance:OST_MechanicalEquipment:Geometry | n/a | 90 | 0 | 0
VAV-AHU2-CC-box-lowerleft | rich.mitrenga@autodesk.com | 2012-12-07T14:23:33 | box-lowerleft | Component | VAV-AHU2-CC | -39.7924 | 42.1202 | 7.8105 | Autodesk Revit 2013 - 20120221_2030(x64) | Autodesk.Revit.DB.FamilyInstance:OST_MechanicalEquipment:Geometry | n/a | 0 | 0 | 0
VAV-AHU2-CC-box-upperright | rich.mitrenga@autodesk.com | 2012-12-07T14:23:33 | box-upperright | Component | VAV-AHU2-CC | -39.2646 | 42.5776 | 8.1486 | Autodesk Revit 2013 - 20120221_2030(x64) | Autodesk.Revit.DB.FamilyInstance:OST_MechanicalEquipment:Geometry | n/a | 0 | 0 | 0
VAV-AHU2-U-point | rich.mitrenga@autodesk.com | 2012-12-07T14:23:33 | point | Component | VAV-AHU2-U | -33.221 | 47.7916 | 7.9355 | Autodesk Revit 2013 - 20120221_2030(x64) | Autodesk.Revit.DB.FamilyInstance:OST_MechanicalEquipment:Geometry | n/a | 270 | 0 | 0
VAV-AHU2-U-box-lowerleft | rich.mitrenga@autodesk.com | 2012-12-07T14:23:33 | box-lowerleft | Component | VAV-AHU2-U | -33.3775 | 47.69 | 7.9355 | Autodesk Revit 2013 - 20120221_2030(x64) | Autodesk.Revit.DB.FamilyInstance:OST_MechanicalEquipment:Geometry | n/a | 0 | 0 | 0
VAV-AHU2-U-box-upperright | rich.mitrenga@autodesk.com | 2012-12-07T14:23:33 | box-upperright | Component | VAV-AHU2-U | -32.9247 | 48.1214 | 8.2235 | Autodesk Revit 2013 - 20120221_2030(x64) | Autodesk.Revit.DB.FamilyInstance:OST_MechanicalEquipment:Geometry | n/a | 0 | 0 | 0
VAV-AHU2-S-point | rich.mitrenga@autodesk.com | 2012-12-07T14:23:33 | point | Component | VAV-AHU2-S | -29.7974 | 47.7916 | 7.9355 | Autodesk Revit 2013 - 20120221_2030(x64) | Autodesk.Revit.DB.FamilyInstance:OST_MechanicalEquipment:Geometry | n/a | 270 | 0 | 0
VAV-AHU2-S-box-lowerleft | rich.mitrenga@autodesk.com | 2012-12-07T14:23:33 | box-lowerleft | Component | VAV-AHU2-S | -29.9539 | 47.69 | 7.9355 | Autodesk Revit 2013 - 20120221_2030(x64) | Autodesk.Revit.DB.FamilyInstance:OST_MechanicalEquipment:Geometry | n/a | 0 | 0 | 0
VAV-AHU2-S-box-upperright | rich.mitrenga@autodesk.com | 2012-12-07T14:23:33 | box-upperright | Component | VAV-AHU2-S | -29.5011 | 48.1214 | 8.2235 | Autodesk Revit 2013 - 20120221_2030(x64) | Autodesk.Revit.DB.FamilyInstance:OST_MechanicalEquipment:Geometry | n/a | 0 | 0 | 0
VAV-AHU2-Q-point | rich.mitrenga@autodesk.com | 2012-12-07T14:23:33 | point | Component | VAV-AHU2-Q | -26.3534 | 47.7916 | 7.9355 | Autodesk Revit 2013 - 20120221_2030(x64) | Autodesk.Revit.DB.FamilyInstance:OST_MechanicalEquipment:Geometry | n/a | 270 | 0 | 0
VAV-AHU2-Q-box-lowerleft | rich.mitrenga@autodesk.com | 2012-12-07T14:23:33 | box-lowerleft | Component | VAV-AHU2-Q | -26.51 | 47.69 | 7.9355 | Autodesk Revit 2013 - 20120221_2030(x64) | Autodesk.Revit.DB.FamilyInstance:OST_MechanicalEquipment:Geometry | n/a | 0 | 0 | 0
VAV-AHU2-Q-box-upperright | rich.mitrenga@autodesk.com | 2012-12-07T14:23:33 | box-upperright | Component | VAV-AHU2-Q | -26.0572 | 48.1214 | 8.2236 | Autodesk Revit 2013 - 20120221_2030(x64) | Autodesk.Revit.DB.FamilyInstance:OST_MechanicalEquipment:Geometry | n/a | 0 | 0 | 0
VAV-AHU2-O-point | rich.mitrenga@autodesk.com | 2012-12-07T14:23:33 | point | Component | VAV-AHU2-O | -24.0879 | 47.7916 | 7.9355 | Autodesk Revit 2013 - 20120221_2030(x64) | Autodesk.Revit.DB.FamilyInstance:OST_MechanicalEquipment:Geometry | n/a | 270 | 0 | 0
VAV-AHU2-O-box-lowerleft | rich.mitrenga@autodesk.com | 2012-12-07T14:23:33 | box-lowerleft | Component | VAV-AHU2-O | -24.2445 | 47.69 | 7.9355 | Autodesk Revit 2013 - 20120221_2030(x64) | Autodesk.Revit.DB.FamilyInstance:OST_MechanicalEquipment:Geometry | n/a | 0 | 0 | 0
VAV-AHU2-O-box-upperright | rich.mitrenga@autodesk.com | 2012-12-07T14:23:33 | box-upperright | Component | VAV-AHU2-O | -23.7917 | 48.1214 | 8.2235 | Autodesk Revit 2013 - 20120221_2030(x64) | Autodesk.Revit.DB.FamilyInstance:OST_MechanicalEquipment:Geometry | n/a | 0 | 0 | 0
VAV-AHU2-N-point | rich.mitrenga@autodesk.com | 2012-12-07T14:23:33 | point | Component | VAV-AHU2-N | -20.5302 | 44.2184 | 8.0105 | Autodesk Revit 2013 - 20120221_2030(x64) | Autodesk.Revit.DB.FamilyInstance:OST_MechanicalEquipment:Geometry | n/a | 90 | 0 | 0
VAV-AHU2-N-box-lowerleft | rich.mitrenga@autodesk.com | 2012-12-07T14:23:33 | box-lowerleft | Component | VAV-AHU2-N | -20.8639 | 43.8626 | 8.0105 | Autodesk Revit 2013 - 20120221_2030(x64) | Autodesk.Revit.DB.FamilyInstance:OST_MechanicalEquipment:Geometry | n/a | 0 | 0 | 0
VAV-AHU2-N-box-upperright | rich.mitrenga@autodesk.com | 2012-12-07T14:23:33 | box-upperright | Component | VAV-AHU2-N | -20.3361 | 44.32 | 8.3486 | Autodesk Revit 2013 - 20120221_2030(x64) | Autodesk.Revit.DB.FamilyInstance:OST_MechanicalEquipment:Geometry | n/a | 0 | 0 | 0
VAV-AHU2-P-point | rich.mitrenga@autodesk.com | 2012-12-07T14:23:33 | point | Component | VAV-AHU2-P | -24.0894 | 42.7808 | 8.0105 | Autodesk Revit 2013 - 20120221_2030(x64) | Autodesk.Revit.DB.FamilyInstance:OST_MechanicalEquipment:Geometry | n/a | 90 | 0 | 0
VAV-AHU2-P-box-lowerleft | rich.mitrenga@autodesk.com | 2012-12-07T14:23:33 | box-lowerleft | Component | VAV-AHU2-P | -24.4232 | 42.425 | 8.0105 | Autodesk Revit 2013 - 20120221_2030(x64) | Autodesk.Revit.DB.FamilyInstance:OST_MechanicalEquipment:Geometry | n/a | 0 | 0 | 0
VAV-AHU2-P-box-upperright | rich.mitrenga@autodesk.com | 2012-12-07T14:23:33 | box-upperright | Component | VAV-AHU2-P | -23.8954 | 42.8824 | 8.3486 | Autodesk Revit 2013 - 20120221_2030(x64) | Autodesk.Revit.DB.FamilyInstance:OST_MechanicalEquipment:Geometry | n/a | 0 | 0 | 0
VAV-AHU2-T-point | rich.mitrenga@autodesk.com | 2012-12-07T14:23:33 | point | Component | VAV-AHU2-T | -31.8669 | 44.176 | 8.0105 | Autodesk Revit 2013 - 20120221_2030(x64) | Autodesk.Revit.DB.FamilyInstance:OST_MechanicalEquipment:Geometry | n/a | 90 | 0 | 0
VAV-AHU2-T-box-lowerleft | rich.mitrenga@autodesk.com | 2012-12-07T14:23:33 | box-lowerleft | Component | VAV-AHU2-T | -32.2006 | 43.8202 | 8.0105 | Autodesk Revit 2013 - 20120221_2030(x64) | Autodesk.Revit.DB.FamilyInstance:OST_MechanicalEquipment:Geometry | n/a | 0 | 0 | 0
VAV-AHU2-T-box-upperright | rich.mitrenga@autodesk.com | 2012-12-07T14:23:33 | box-upperright | Component | VAV-AHU2-T | -31.6728 | 44.2776 | 8.3486 | Autodesk Revit 2013 - 20120221_2030(x64) | Autodesk.Revit.DB.FamilyInstance:OST_MechanicalEquipment:Geometry | n/a | 0 | 0 | 0
VAV-AHU2-W-point | rich.mitrenga@autodesk.com | 2012-12-07T14:23:33 | point | Component | VAV-AHU2-W | -34.0559 | 43.4904 | 8.0105 | Autodesk Revit 2013 - 20120221_2030(x64) | Autodesk.Revit.DB.FamilyInstance:OST_MechanicalEquipment:Geometry | n/a | 90 | 0 | 0
VAV-AHU2-W-box-lowerleft | rich.mitrenga@autodesk.com | 2012-12-07T14:23:33 | box-lowerleft | Component | VAV-AHU2-W | -34.3896 | 43.1346 | 8.0105 | Autodesk Revit 2013 - 20120221_2030(x64) | Autodesk.Revit.DB.FamilyInstance:OST_MechanicalEquipment:Geometry | n/a | 0 | 0 | 0
VAV-AHU2-W-box-upperright | rich.mitrenga@autodesk.com | 2012-12-07T14:23:33 | box-upperright | Component | VAV-AHU2-W | -33.8618 | 43.592 | 8.3486 | Autodesk Revit 2013 - 20120221_2030(x64) | Autodesk.Revit.DB.FamilyInstance:OST_MechanicalEquipment:Geometry | n/a | 0 | 0 | 0
VAV-AHU2-X-point | rich.mitrenga@autodesk.com | 2012-12-07T14:23:33 | point | Component | VAV-AHU2-X | -34.2582 | 40.6025 | 7.7009 | Autodesk Revit 2013 - 20120221_2030(x64) | Autodesk.Revit.DB.FamilyInstance:OST_MechanicalEquipment:Geometry | n/a | 180 | 0 | 0
VAV-AHU2-X-box-lowerleft | rich.mitrenga@autodesk.com | 2012-12-07T14:23:33 | box-lowerleft | Component | VAV-AHU2-X | -34.614 | 40.4085 | 7.7009 | Autodesk Revit 2013 - 20120221_2030(x64) | Autodesk.Revit.DB.FamilyInstance:OST_MechanicalEquipment:Geometry | n/a | 0 | 0 | 0
VAV-AHU2-X-box-upperright | rich.mitrenga@autodesk.com | 2012-12-07T14:23:33 | box-upperright | Component | VAV-AHU2-X | -34.1566 | 40.9363 | 8.039 | Autodesk Revit 2013 - 20120221_2030(x64) | Autodesk.Revit.DB.FamilyInstance:OST_MechanicalEquipment:Geometry | n/a | 0 | 0 | 0
VAV-AHU2-R-point | rich.mitrenga@autodesk.com | 2012-12-07T14:23:33 | point | Component | VAV-AHU2-R | -26.8394 | 42.576 | 8.0605 | Autodesk Revit 2013 - 20120221_2030(x64) | Autodesk.Revit.DB.FamilyInstance:OST_MechanicalEquipment:Geometry | n/a | 90 | 0 | 0
VAV-AHU2-R-box-lowerleft | rich.mitrenga@autodesk.com | 2012-12-07T14:23:33 | box-lowerleft | Component | VAV-AHU2-R | -27.1231 | 42.2332 | 8.0605 | Autodesk Revit 2013 - 20120221_2030(x64) | Autodesk.Revit.DB.FamilyInstance:OST_MechanicalEquipment:Geometry | n/a | 0 | 0 | 0
VAV-AHU2-R-box-upperright | rich.mitrenga@autodesk.com | 2012-12-07T14:23:33 | box-upperright | Component | VAV-AHU2-R | -26.6953 | 42.6776 | 8.2986 | Autodesk Revit 2013 - 20120221_2030(x64) | Autodesk.Revit.DB.FamilyInstance:OST_MechanicalEquipment:Geometry | n/a | 0 | 0 | 0
VAV-AHU2-V-point | rich.mitrenga@autodesk.com | 2012-12-07T14:23:33 | point | Component | VAV-AHU2-V | -34.2582 | 38.7557 | 7.676 | Autodesk Revit 2013 - 20120221_2030(x64) | Autodesk.Revit.DB.FamilyInstance:OST_MechanicalEquipment:Geometry | n/a | 180 | 0 | 0
VAV-AHU2-V-box-lowerleft | rich.mitrenga@autodesk.com | 2012-12-07T14:23:33 | box-lowerleft | Component | VAV-AHU2-V | -34.588 | 38.5991 | 7.676 | Autodesk Revit 2013 - 20120221_2030(x64) | Autodesk.Revit.DB.FamilyInstance:OST_MechanicalEquipment:Geometry | n/a | 0 | 0 | 0
VAV-AHU2-V-box-upperright | rich.mitrenga@autodesk.com | 2012-12-07T14:23:33 | box-upperright | Component | VAV-AHU2-V | -34.1566 | 39.0519 | 7.9641 | Autodesk Revit 2013 - 20120221_2030(x64) | Autodesk.Revit.DB.FamilyInstance:OST_MechanicalEquipment:Geometry | n/a | 0 | 0 | 0
VAV-AHU2-A-point | rich.mitrenga@autodesk.com | 2012-12-07T14:23:33 | point | Component | VAV-AHU2-A | -3.4502 | 36.9342 | 8.0105 | Autodesk Revit 2013 - 20120221_2030(x64) | Autodesk.Revit.DB.FamilyInstance:OST_MechanicalEquipment:Geometry | n/a | 0 | 0 | 0
VAV-AHU2-A-box-lowerleft | rich.mitrenga@autodesk.com | 2012-12-07T14:23:33 | box-lowerleft | Component | VAV-AHU2-A | -3.5518 | 36.6004 | 8.0105 | Autodesk Revit 2013 - 20120221_2030(x64) | Autodesk.Revit.DB.FamilyInstance:OST_MechanicalEquipment:Geometry | n/a | 0 | 0 | 0
VAV-AHU2-A-box-upperright | rich.mitrenga@autodesk.com | 2012-12-07T14:23:33 | box-upperright | Component | VAV-AHU2-A | -3.0944 | 37.1282 | 8.3486 | Autodesk Revit 2013 - 20120221_2030(x64) | Autodesk.Revit.DB.FamilyInstance:OST_MechanicalEquipment:Geometry | n/a | 0 | 0 | 0
VAV-AHU2-B-point | rich.mitrenga@autodesk.com | 2012-12-07T14:23:33 | point | Component | VAV-AHU2-B | -7.3816 | 38.3941 | 8.0105 | Autodesk Revit 2013 - 20120221_2030(x64) | Autodesk.Revit.DB.FamilyInstance:OST_MechanicalEquipment:Geometry | n/a | 180 | 0 | 0
VAV-AHU2-B-box-lowerleft | rich.mitrenga@autodesk.com | 2012-12-07T14:23:33 | box-lowerleft | Component | VAV-AHU2-B | -7.7374 | 38.2 | 8.0105 | Autodesk Revit 2013 - 20120221_2030(x64) | Autodesk.Revit.DB.FamilyInstance:OST_MechanicalEquipment:Geometry | n/a | 0 | 0 | 0
VAV-AHU2-B-box-upperright | rich.mitrenga@autodesk.com | 2012-12-07T14:23:33 | box-upperright | Component | VAV-AHU2-B | -7.28 | 38.7278 | 8.3486 | Autodesk Revit 2013 - 20120221_2030(x64) | Autodesk.Revit.DB.FamilyInstance:OST_MechanicalEquipment:Geometry | n/a | 0 | 0 | 0
VAV-AHU2-C-point | rich.mitrenga@autodesk.com | 2012-12-07T14:23:33 | point | Component | VAV-AHU2-C | -3.4502 | 40.6181 | 8.0605 | Autodesk Revit 2013 - 20120221_2030(x64) | Autodesk.Revit.DB.FamilyInstance:OST_MechanicalEquipment:Geometry | n/a | 0 | 0 | 0
VAV-AHU2-C-box-lowerleft | rich.mitrenga@autodesk.com | 2012-12-07T14:23:33 | box-lowerleft | Component | VAV-AHU2-C | -3.5518 | 40.3344 | 8.0605 | Autodesk Revit 2013 - 20120221_2030(x64) | Autodesk.Revit.DB.FamilyInstance:OST_MechanicalEquipment:Geometry | n/a | 0 | 0 | 0
VAV-AHU2-C-box-upperright | rich.mitrenga@autodesk.com | 2012-12-07T14:23:33 | box-upperright | Component | VAV-AHU2-C | -3.1074 | 40.7622 | 8.2986 | Autodesk Revit 2013 - 20120221_2030(x64) | Autodesk.Revit.DB.FamilyInstance:OST_MechanicalEquipment:Geometry | n/a | 0 | 0 | 0
VAV-AHU2-D-point | rich.mitrenga@autodesk.com | 2012-12-07T14:23:33 | point | Component | VAV-AHU2-D | -3.6398 | 44.345 | 8.0355 | Autodesk Revit 2013 - 20120221_2030(x64) | Autodesk.Revit.DB.FamilyInstance:OST_MechanicalEquipment:Geometry | n/a | 0 | 0 | 0
VAV-AHU2-D-box-lowerleft | rich.mitrenga@autodesk.com | 2012-12-07T14:23:33 | box-lowerleft | Component | VAV-AHU2-D | -3.7414 | 44.0487 | 8.0355 | Autodesk Revit 2013 - 20120221_2030(x64) | Autodesk.Revit.DB.FamilyInstance:OST_MechanicalEquipment:Geometry | n/a | 0 | 0 | 0
VAV-AHU2-D-box-upperright | rich.mitrenga@autodesk.com | 2012-12-07T14:23:33 | box-upperright | Component | VAV-AHU2-D | -3.31 | 44.5016 | 8.3236 | Autodesk Revit 2013 - 20120221_2030(x64) | Autodesk.Revit.DB.FamilyInstance:OST_MechanicalEquipment:Geometry | n/a | 0 | 0 | 0
VAV-AHU2-E-point | rich.mitrenga@autodesk.com | 2012-12-07T14:23:33 | point | Component | VAV-AHU2-E | -5 | 47.25 | 8.0355 | Autodesk Revit 2013 - 20120221_2030(x64) | Autodesk.Revit.DB.FamilyInstance:OST_MechanicalEquipment:Geometry | n/a | 0 | 0 | 0
VAV-AHU2-E-box-lowerleft | rich.mitrenga@autodesk.com | 2012-12-07T14:23:33 | box-lowerleft | Component | VAV-AHU2-E | -5.1016 | 46.9537 | 8.0355 | Autodesk Revit 2013 - 20120221_2030(x64) | Autodesk.Revit.DB.FamilyInstance:OST_MechanicalEquipment:Geometry | n/a | 0 | 0 | 0
VAV-AHU2-E-box-upperright | rich.mitrenga@autodesk.com | 2012-12-07T14:23:33 | box-upperright | Component | VAV-AHU2-E | -4.6702 | 47.4066 | 8.3236 | Autodesk Revit 2013 - 20120221_2030(x64) | Autodesk.Revit.DB.FamilyInstance:OST_MechanicalEquipment:Geometry | n/a | 0 | 0 | 0
VAV-AHU2-F-point | rich.mitrenga@autodesk.com | 2012-12-07T14:23:33 | point | Component | VAV-AHU2-F | -7.28 | 47.48 | 8.0355 | Autodesk Revit 2013 - 20120221_2030(x64) | Autodesk.Revit.DB.FamilyInstance:OST_MechanicalEquipment:Geometry | n/a | 270 | 0 | 0
VAV-AHU2-F-box-lowerleft | rich.mitrenga@autodesk.com | 2012-12-07T14:23:33 | box-lowerleft | Component | VAV-AHU2-F | -7.4366 | 47.3784 | 8.0355 | Autodesk Revit 2013 - 20120221_2030(x64) | Autodesk.Revit.DB.FamilyInstance:OST_MechanicalEquipment:Geometry | n/a | 0 | 0 | 0
VAV-AHU2-F-box-upperright | rich.mitrenga@autodesk.com | 2012-12-07T14:23:33 | box-upperright | Component | VAV-AHU2-F | -6.9838 | 47.8098 | 8.3236 | Autodesk Revit 2013 - 20120221_2030(x64) | Autodesk.Revit.DB.FamilyInstance:OST_MechanicalEquipment:Geometry | n/a | 0 | 0 | 0
VAV-AHU2-H-point | rich.mitrenga@autodesk.com | 2012-12-07T14:23:33 | point | Component | VAV-AHU2-H | -9.88 | 47.48 | 8.0355 | Autodesk Revit 2013 - 20120221_2030(x64) | Autodesk.Revit.DB.FamilyInstance:OST_MechanicalEquipment:Geometry | n/a | 270 | 0 | 0
VAV-AHU2-H-box-lowerleft | rich.mitrenga@autodesk.com | 2012-12-07T14:23:33 | box-lowerleft | Component | VAV-AHU2-H | -10.0365 | 47.3784 | 8.0355 | Autodesk Revit 2013 - 20120221_2030(x64) | Autodesk.Revit.DB.FamilyInstance:OST_MechanicalEquipment:Geometry | n/a | 0 | 0 | 0
VAV-AHU2-H-box-upperright | rich.mitrenga@autodesk.com | 2012-12-07T14:23:33 | box-upperright | Component | VAV-AHU2-H | -9.5837 | 47.8098 | 8.3236 | Autodesk Revit 2013 - 20120221_2030(x64) | Autodesk.Revit.DB.FamilyInstance:OST_MechanicalEquipment:Geometry | n/a | 0 | 0 | 0
VAV-AHU2-G-point | rich.mitrenga@autodesk.com | 2012-12-07T14:23:33 | point | Component | VAV-AHU2-G | -8.4311 | 44.0334 | 7.9855 | Autodesk Revit 2013 - 20120221_2030(x64) | Autodesk.Revit.DB.FamilyInstance:OST_MechanicalEquipment:Geometry | n/a | 90 | 0 | 0
VAV-AHU2-G-box-lowerleft | rich.mitrenga@autodesk.com | 2012-12-07T14:23:33 | box-lowerleft | Component | VAV-AHU2-G | -8.8023 | 43.6526 | 7.9855 | Autodesk Revit 2013 - 20120221_2030(x64) | Autodesk.Revit.DB.FamilyInstance:OST_MechanicalEquipment:Geometry | n/a | 0 | 0 | 0
VAV-AHU2-G-box-upperright | rich.mitrenga@autodesk.com | 2012-12-07T14:23:33 | box-upperright | Component | VAV-AHU2-G | -8.1995 | 44.135 | 8.3736 | Autodesk Revit 2013 - 20120221_2030(x64) | Autodesk.Revit.DB.FamilyInstance:OST_MechanicalEquipment:Geometry | n/a | 0 | 0 | 0
VAV-AHU2-I-point | rich.mitrenga@autodesk.com | 2012-12-07T14:23:33 | point | Component | VAV-AHU2-I | -13.2732 | 47.38 | 8.006 | Autodesk Revit 2013 - 20120221_2030(x64) | Autodesk.Revit.DB.FamilyInstance:OST_MechanicalEquipment:Geometry | n/a | 270 | 0 | 0
VAV-AHU2-I-box-lowerleft | rich.mitrenga@autodesk.com | 2012-12-07T14:23:33 | box-lowerleft | Component | VAV-AHU2-I | -13.4298 | 47.2784 | 8.006 | Autodesk Revit 2013 - 20120221_2030(x64) | Autodesk.Revit.DB.FamilyInstance:OST_MechanicalEquipment:Geometry | n/a | 0 | 0 | 0
VAV-AHU2-I-box-upperright | rich.mitrenga@autodesk.com | 2012-12-07T14:23:33 | box-upperright | Component | VAV-AHU2-I | -12.977 | 47.7098 | 8.2941 | Autodesk Revit 2013 - 20120221_2030(x64) | Autodesk.Revit.DB.FamilyInstance:OST_MechanicalEquipment:Geometry | n/a | 0 | 0 | 0
VAV-AHU2-J-point | rich.mitrenga@autodesk.com | 2012-12-07T14:23:33 | point | Component | VAV-AHU2-J | -14.3661 | 43.9784 | 8.0105 | Autodesk Revit 2013 - 20120221_2030(x64) | Autodesk.Revit.DB.FamilyInstance:OST_MechanicalEquipment:Geometry | n/a | 90 | 0 | 0
VAV-AHU2-J-box-lowerleft | rich.mitrenga@autodesk.com | 2012-12-07T14:23:33 | box-lowerleft | Component | VAV-AHU2-J | -14.6998 | 43.6226 | 8.0105 | Autodesk Revit 2013 - 20120221_2030(x64) | Autodesk.Revit.DB.FamilyInstance:OST_MechanicalEquipment:Geometry | n/a | 0 | 0 | 0
VAV-AHU2-J-box-upperright | rich.mitrenga@autodesk.com | 2012-12-07T14:23:33 | box-upperright | Component | VAV-AHU2-J | -14.172 | 44.08 | 8.3486 | Autodesk Revit 2013 - 20120221_2030(x64) | Autodesk.Revit.DB.FamilyInstance:OST_MechanicalEquipment:Geometry | n/a | 0 | 0 | 0
VAV-AHU2-K-point | rich.mitrenga@autodesk.com | 2012-12-07T14:23:33 | point | Component | VAV-AHU2-K | -17.1411 | 47.48 | 7.976 | Autodesk Revit 2013 - 20120221_2030(x64) | Autodesk.Revit.DB.FamilyInstance:OST_MechanicalEquipment:Geometry | n/a | 270 | 0 | 0
VAV-AHU2-K-box-lowerleft | rich.mitrenga@autodesk.com | 2012-12-07T14:23:33 | box-lowerleft | Component | VAV-AHU2-K | -17.2976 | 47.3784 | 7.976 | Autodesk Revit 2013 - 20120221_2030(x64) | Autodesk.Revit.DB.FamilyInstance:OST_MechanicalEquipment:Geometry | n/a | 0 | 0 | 0
VAV-AHU2-K-box-upperright | rich.mitrenga@autodesk.com | 2012-12-07T14:23:33 | box-upperright | Component | VAV-AHU2-K | -16.8448 | 47.8098 | 8.2641 | Autodesk Revit 2013 - 20120221_2030(x64) | Autodesk.Revit.DB.FamilyInstance:OST_MechanicalEquipment:Geometry | n/a | 0 | 0 | 0
VAV-AHU2-M-point | rich.mitrenga@autodesk.com | 2012-12-07T14:23:33 | point | Component | VAV-AHU2-M | -18.3702 | 47.48 | 7.9355 | Autodesk Revit 2013 - 20120221_2030(x64) | Autodesk.Revit.DB.FamilyInstance:OST_MechanicalEquipment:Geometry | n/a | 270 | 0 | 0
VAV-AHU2-M-box-lowerleft | rich.mitrenga@autodesk.com | 2012-12-07T14:23:33 | box-lowerleft | Component | VAV-AHU2-M | -18.5267 | 47.3784 | 7.9355 | Autodesk Revit 2013 - 20120221_2030(x64) | Autodesk.Revit.DB.FamilyInstance:OST_MechanicalEquipment:Geometry | n/a | 0 | 0 | 0
VAV-AHU2-M-box-upperright | rich.mitrenga@autodesk.com | 2012-12-07T14:23:33 | box-upperright | Component | VAV-AHU2-M | -18.0739 | 47.8098 | 8.2236 | Autodesk Revit 2013 - 20120221_2030(x64) | Autodesk.Revit.DB.FamilyInstance:OST_MechanicalEquipment:Geometry | n/a | 0 | 0 | 0
VAV-AHU2-L-point | rich.mitrenga@autodesk.com | 2012-12-07T14:23:33 | point | Component | VAV-AHU2-L | -18.3752 | 41.4072 | 8.0105 | Autodesk Revit 2013 - 20120221_2030(x64) | Autodesk.Revit.DB.FamilyInstance:OST_MechanicalEquipment:Geometry | n/a | 90 | 0 | 0
VAV-AHU2-L-box-lowerleft | rich.mitrenga@autodesk.com | 2012-12-07T14:23:33 | box-lowerleft | Component | VAV-AHU2-L | -18.7089 | 41.0514 | 8.0105 | Autodesk Revit 2013 - 20120221_2030(x64) | Autodesk.Revit.DB.FamilyInstance:OST_MechanicalEquipment:Geometry | n/a | 0 | 0 | 0
VAV-AHU2-L-box-upperright | rich.mitrenga@autodesk.com | 2012-12-07T14:23:33 | box-upperright | Component | VAV-AHU2-L | -18.1811 | 41.5088 | 8.3486 | Autodesk Revit 2013 - 20120221_2030(x64) | Autodesk.Revit.DB.FamilyInstance:OST_MechanicalEquipment:Geometry | n/a | 0 | 0 | 0
VAV-AHU2-DD-point | rich.mitrenga@autodesk.com | 2012-12-07T14:23:33 | point | Component | VAV-AHU2-DD | -3.1575 | 12.14 | 8.0355 | Autodesk Revit 2013 - 20120221_2030(x64) | Autodesk.Revit.DB.FamilyInstance:OST_MechanicalEquipment:Geometry | n/a | 90 | 0 | 0
VAV-AHU2-DD-box-lowerleft | rich.mitrenga@autodesk.com | 2012-12-07T14:23:33 | box-lowerleft | Component | VAV-AHU2-DD | -3.4538 | 11.8102 | 8.0355 | Autodesk Revit 2013 - 20120221_2030(x64) | Autodesk.Revit.DB.FamilyInstance:OST_MechanicalEquipment:Geometry | n/a | 0 | 0 | 0
VAV-AHU2-DD-box-upperright | rich.mitrenga@autodesk.com | 2012-12-07T14:23:33 | box-upperright | Component | VAV-AHU2-DD | -3.001 | 12.2416 | 8.3236 | Autodesk Revit 2013 - 20120221_2030(x64) | Autodesk.Revit.DB.FamilyInstance:OST_MechanicalEquipment:Geometry | n/a | 0 | 0 | 0
VAV-AHU2-EE-point | rich.mitrenga@autodesk.com | 2012-12-07T14:23:33 | point | Component | VAV-AHU2-EE | -3.773 | 15.5784 | 8.0105 | Autodesk Revit 2013 - 20120221_2030(x64) | Autodesk.Revit.DB.FamilyInstance:OST_MechanicalEquipment:Geometry | n/a | 270 | 0 | 0
VAV-AHU2-EE-box-lowerleft | rich.mitrenga@autodesk.com | 2012-12-07T14:23:33 | box-lowerleft | Component | VAV-AHU2-EE | -3.9671 | 15.4768 | 8.0105 | Autodesk Revit 2013 - 20120221_2030(x64) | Autodesk.Revit.DB.FamilyInstance:OST_MechanicalEquipment:Geometry | n/a | 0 | 0 | 0
VAV-AHU2-EE-box-upperright | rich.mitrenga@autodesk.com | 2012-12-07T14:23:33 | box-upperright | Component | VAV-AHU2-EE | -3.4393 | 15.9342 | 8.3486 | Autodesk Revit 2013 - 20120221_2030(x64) | Autodesk.Revit.DB.FamilyInstance:OST_MechanicalEquipment:Geometry | n/a | 0 | 0 | 0
VAV-AHU2-GG-point | rich.mitrenga@autodesk.com | 2012-12-07T14:23:33 | point | Component | VAV-AHU2-GG | -5.6662 | 15.1765 | 8.0355 | Autodesk Revit 2013 - 20120221_2030(x64) | Autodesk.Revit.DB.FamilyInstance:OST_MechanicalEquipment:Geometry | n/a | 270 | 0 | 0
VAV-AHU2-GG-box-lowerleft | rich.mitrenga@autodesk.com | 2012-12-07T14:23:33 | box-lowerleft | Component | VAV-AHU2-GG | -5.8227 | 15.0749 | 8.0355 | Autodesk Revit 2013 - 20120221_2030(x64) | Autodesk.Revit.DB.FamilyInstance:OST_MechanicalEquipment:Geometry | n/a | 0 | 0 | 0
VAV-AHU2-GG-box-upperright | rich.mitrenga@autodesk.com | 2012-12-07T14:23:33 | box-upperright | Component | VAV-AHU2-GG | -5.3699 | 15.5063 | 8.3236 | Autodesk Revit 2013 - 20120221_2030(x64) | Autodesk.Revit.DB.FamilyInstance:OST_MechanicalEquipment:Geometry | n/a | 0 | 0 | 0
VAV-AHU2-FF-point | rich.mitrenga@autodesk.com | 2012-12-07T14:23:33 | point | Component | VAV-AHU2-FF | -6.8152 | 15.2781 | 8.0605 | Autodesk Revit 2013 - 20120221_2030(x64) | Autodesk.Revit.DB.FamilyInstance:OST_MechanicalEquipment:Geometry | n/a | 270 | 0 | 0
VAV-AHU2-FF-box-lowerleft | rich.mitrenga@autodesk.com | 2012-12-07T14:23:33 | box-lowerleft | Component | VAV-AHU2-FF | -6.9592 | 15.1765 | 8.0605 | Autodesk Revit 2013 - 20120221_2030(x64) | Autodesk.Revit.DB.FamilyInstance:OST_MechanicalEquipment:Geometry | n/a | 0 | 0 | 0
VAV-AHU2-FF-box-upperright | rich.mitrenga@autodesk.com | 2012-12-07T14:23:33 | box-upperright | Component | VAV-AHU2-FF | -6.5314 | 15.6209 | 8.2986 | Autodesk Revit 2013 - 20120221_2030(x64) | Autodesk.Revit.DB.FamilyInstance:OST_MechanicalEquipment:Geometry | n/a | 0 | 0 | 0
VAV-AHU2-JJ-point | rich.mitrenga@autodesk.com | 2012-12-07T14:23:33 | point | Component | VAV-AHU2-JJ | -12.3853 | 14.9729 | 8.0105 | Autodesk Revit 2013 - 20120221_2030(x64) | Autodesk.Revit.DB.FamilyInstance:OST_MechanicalEquipment:Geometry | n/a | 270 | 0 | 0
VAV-AHU2-JJ-box-lowerleft | rich.mitrenga@autodesk.com | 2012-12-07T14:23:33 | box-lowerleft | Component | VAV-AHU2-JJ | -12.5794 | 14.8713 | 8.0105 | Autodesk Revit 2013 - 20120221_2030(x64) | Autodesk.Revit.DB.FamilyInstance:OST_MechanicalEquipment:Geometry | n/a | 0 | 0 | 0
VAV-AHU2-JJ-box-upperright | rich.mitrenga@autodesk.com | 2012-12-07T14:23:33 | box-upperright | Component | VAV-AHU2-JJ | -12.0516 | 15.3287 | 8.3486 | Autodesk Revit 2013 - 20120221_2030(x64) | Autodesk.Revit.DB.FamilyInstance:OST_MechanicalEquipment:Geometry | n/a | 0 | 0 | 0
VAV-AHU2-II-point | rich.mitrenga@autodesk.com | 2012-12-07T14:23:33 | point | Component | VAV-AHU2-II | -8.0661 | 12.0384 | 8.0105 | Autodesk Revit 2013 - 20120221_2030(x64) | Autodesk.Revit.DB.FamilyInstance:OST_MechanicalEquipment:Geometry | n/a | 90 | 0 | 0
VAV-AHU2-II-box-lowerleft | rich.mitrenga@autodesk.com | 2012-12-07T14:23:33 | box-lowerleft | Component | VAV-AHU2-II | -8.3998 | 11.6826 | 8.0105 | Autodesk Revit 2013 - 20120221_2030(x64) | Autodesk.Revit.DB.FamilyInstance:OST_MechanicalEquipment:Geometry | n/a | 0 | 0 | 0
VAV-AHU2-II-box-upperright | rich.mitrenga@autodesk.com | 2012-12-07T14:23:33 | box-upperright | Component | VAV-AHU2-II | -7.872 | 12.14 | 8.3486 | Autodesk Revit 2013 - 20120221_2030(x64) | Autodesk.Revit.DB.FamilyInstance:OST_MechanicalEquipment:Geometry | n/a | 0 | 0 | 0
VAV-AHU2-KK-point | rich.mitrenga@autodesk.com | 2012-12-07T14:23:33 | point | Component | VAV-AHU2-KK | -19.5196 | 15.6557 | 8.0105 | Autodesk Revit 2013 - 20120221_2030(x64) | Autodesk.Revit.DB.FamilyInstance:OST_MechanicalEquipment:Geometry | n/a | 270 | 0 | 0
VAV-AHU2-KK-box-lowerleft | rich.mitrenga@autodesk.com | 2012-12-07T14:23:33 | box-lowerleft | Component | VAV-AHU2-KK | -19.7137 | 15.5541 | 8.0105 | Autodesk Revit 2013 - 20120221_2030(x64) | Autodesk.Revit.DB.FamilyInstance:OST_MechanicalEquipment:Geometry | n/a | 0 | 0 | 0
VAV-AHU2-KK-box-upperright | rich.mitrenga@autodesk.com | 2012-12-07T14:23:33 | box-upperright | Component | VAV-AHU2-KK | -19.1859 | 16.0115 | 8.3486 | Autodesk Revit 2013 - 20120221_2030(x64) | Autodesk.Revit.DB.FamilyInstance:OST_MechanicalEquipment:Geometry | n/a | 0 | 0 | 0
VAV-AHU2-LLL-point | rich.mitrenga@autodesk.com | 2012-12-07T14:23:33 | point | Component | VAV-AHU2-LLL | -19.268 | 19.082 | 8.0605 | Autodesk Revit 2013 - 20120221_2030(x64) | Autodesk.Revit.DB.FamilyInstance:OST_MechanicalEquipment:Geometry | n/a | 0 | 0 | 0
VAV-AHU2-LLL-box-lowerleft | rich.mitrenga@autodesk.com | 2012-12-07T14:23:33 | box-lowerleft | Component | VAV-AHU2-LLL | -19.3696 | 18.7983 | 8.0605 | Autodesk Revit 2013 - 20120221_2030(x64) | Autodesk.Revit.DB.FamilyInstance:OST_MechanicalEquipment:Geometry | n/a | 0 | 0 | 0
VAV-AHU2-LLL-box-upperright | rich.mitrenga@autodesk.com | 2012-12-07T14:23:33 | box-upperright | Component | VAV-AHU2-LLL | -18.9252 | 19.2261 | 8.2986 | Autodesk Revit 2013 - 20120221_2030(x64) | Autodesk.Revit.DB.FamilyInstance:OST_MechanicalEquipment:Geometry | n/a | 0 | 0 | 0
VAV-AHU2-TT-point | rich.mitrenga@autodesk.com | 2012-12-07T14:23:33 | point | Component | VAV-AHU2-TT | -23.7455 | 21.8957 | 8.0105 | Autodesk Revit 2013 - 20120221_2030(x64) | Autodesk.Revit.DB.FamilyInstance:OST_MechanicalEquipment:Geometry | n/a | 270 | 0 | 0
VAV-AHU2-TT-box-lowerleft | rich.mitrenga@autodesk.com | 2012-12-07T14:23:33 | box-lowerleft | Component | VAV-AHU2-TT | -23.9395 | 21.7941 | 8.0105 | Autodesk Revit 2013 - 20120221_2030(x64) | Autodesk.Revit.DB.FamilyInstance:OST_MechanicalEquipment:Geometry | n/a | 0 | 0 | 0
VAV-AHU2-TT-box-upperright | rich.mitrenga@autodesk.com | 2012-12-07T14:23:33 | box-upperright | Component | VAV-AHU2-TT | -23.4117 | 22.2515 | 8.3486 | Autodesk Revit 2013 - 20120221_2030(x64) | Autodesk.Revit.DB.FamilyInstance:OST_MechanicalEquipment:Geometry | n/a | 0 | 0 | 0
VAV-AHU2-UU-point | rich.mitrenga@autodesk.com | 2012-12-07T14:23:33 | point | Component | VAV-AHU2-UU | -27.6446 | 21.9957 | 7.9355 | Autodesk Revit 2013 - 20120221_2030(x64) | Autodesk.Revit.DB.FamilyInstance:OST_MechanicalEquipment:Geometry | n/a | 270 | 0 | 0
VAV-AHU2-UU-box-lowerleft | rich.mitrenga@autodesk.com | 2012-12-07T14:23:33 | box-lowerleft | Component | VAV-AHU2-UU | -27.9012 | 21.8941 | 7.9355 | Autodesk Revit 2013 - 20120221_2030(x64) | Autodesk.Revit.DB.FamilyInstance:OST_MechanicalEquipment:Geometry | n/a | 0 | 0 | 0
VAV-AHU2-UU-box-upperright | rich.mitrenga@autodesk.com | 2012-12-07T14:23:33 | box-upperright | Component | VAV-AHU2-UU | -27.2484 | 22.4025 | 8.4236 | Autodesk Revit 2013 - 20120221_2030(x64) | Autodesk.Revit.DB.FamilyInstance:OST_MechanicalEquipment:Geometry | n/a | 0 | 0 | 0
VAV-AHU2-VV-point | rich.mitrenga@autodesk.com | 2012-12-07T14:23:33 | point | Component | VAV-AHU2-VV | -32.594 | 21.7941 | 8.0355 | Autodesk Revit 2013 - 20120221_2030(x64) | Autodesk.Revit.DB.FamilyInstance:OST_MechanicalEquipment:Geometry | n/a | 270 | 0 | 0
VAV-AHU2-VV-box-lowerleft | rich.mitrenga@autodesk.com | 2012-12-07T14:23:33 | box-lowerleft | Component | VAV-AHU2-VV | -32.7505 | 21.6925 | 8.0355 | Autodesk Revit 2013 - 20120221_2030(x64) | Autodesk.Revit.DB.FamilyInstance:OST_MechanicalEquipment:Geometry | n/a | 0 | 0 | 0
VAV-AHU2-VV-box-upperright | rich.mitrenga@autodesk.com | 2012-12-07T14:23:33 | box-upperright | Component | VAV-AHU2-VV | -32.2977 | 22.1239 | 8.3236 | Autodesk Revit 2013 - 20120221_2030(x64) | Autodesk.Revit.DB.FamilyInstance:OST_MechanicalEquipment:Geometry | n/a | 0 | 0 | 0
VAV-AHU2-DDD-point | rich.mitrenga@autodesk.com | 2012-12-07T14:23:33 | point | Component | VAV-AHU2-DDD | -30.769 | 16.41 | 8.0355 | Autodesk Revit 2013 - 20120221_2030(x64) | Autodesk.Revit.DB.FamilyInstance:OST_MechanicalEquipment:Geometry | n/a | 90 | 0 | 0
VAV-AHU2-DDD-box-lowerleft | rich.mitrenga@autodesk.com | 2012-12-07T14:23:33 | box-lowerleft | Component | VAV-AHU2-DDD | -31.0652 | 16.0802 | 8.0355 | Autodesk Revit 2013 - 20120221_2030(x64) | Autodesk.Revit.DB.FamilyInstance:OST_MechanicalEquipment:Geometry | n/a | 0 | 0 | 0
VAV-AHU2-DDD-box-upperright | rich.mitrenga@autodesk.com | 2012-12-07T14:23:33 | box-upperright | Component | VAV-AHU2-DDD | -30.6124 | 16.5116 | 8.3236 | Autodesk Revit 2013 - 20120221_2030(x64) | Autodesk.Revit.DB.FamilyInstance:OST_MechanicalEquipment:Geometry | n/a | 0 | 0 | 0
VAV-AHU2-WW-point | rich.mitrenga@autodesk.com | 2012-12-07T14:23:33 | point | Component | VAV-AHU2-WW | -23.2234 | 16.3649 | 8.0105 | Autodesk Revit 2013 - 20120221_2030(x64) | Autodesk.Revit.DB.FamilyInstance:OST_MechanicalEquipment:Geometry | n/a | 270 | 0 | 0
VAV-AHU2-WW-box-lowerleft | rich.mitrenga@autodesk.com | 2012-12-07T14:23:33 | box-lowerleft | Component | VAV-AHU2-WW | -23.4174 | 16.2633 | 8.0105 | Autodesk Revit 2013 - 20120221_2030(x64) | Autodesk.Revit.DB.FamilyInstance:OST_MechanicalEquipment:Geometry | n/a | 0 | 0 | 0
VAV-AHU2-WW-box-upperright | rich.mitrenga@autodesk.com | 2012-12-07T14:23:33 | box-upperright | Component | VAV-AHU2-WW | -22.8896 | 16.7207 | 8.3486 | Autodesk Revit 2013 - 20120221_2030(x64) | Autodesk.Revit.DB.FamilyInstance:OST_MechanicalEquipment:Geometry | n/a | 0 | 0 | 0
VAV-AHU2-XX-point | rich.mitrenga@autodesk.com | 2012-12-07T14:23:33 | point | Component | VAV-AHU2-XX | -23.0211 | 12.9931 | 7.9855 | Autodesk Revit 2013 - 20120221_2030(x64) | Autodesk.Revit.DB.FamilyInstance:OST_MechanicalEquipment:Geometry | n/a | 90 | 0 | 0
VAV-AHU2-XX-box-lowerleft | rich.mitrenga@autodesk.com | 2012-12-07T14:23:33 | box-lowerleft | Component | VAV-AHU2-XX | -23.3923 | 12.6123 | 7.9855 | Autodesk Revit 2013 - 20120221_2030(x64) | Autodesk.Revit.DB.FamilyInstance:OST_MechanicalEquipment:Geometry | n/a | 0 | 0 | 0
VAV-AHU2-XX-box-upperright | rich.mitrenga@autodesk.com | 2012-12-07T14:23:33 | box-upperright | Component | VAV-AHU2-XX | -22.7895 | 13.0947 | 8.3736 | Autodesk Revit 2013 - 20120221_2030(x64) | Autodesk.Revit.DB.FamilyInstance:OST_MechanicalEquipment:Geometry | n/a | 0 | 0 | 0
VAV-AHU2-ZZ-point | rich.mitrenga@autodesk.com | 2012-12-07T14:23:33 | point | Component | VAV-AHU2-ZZ | -30.761 | 12.8435 | 8.0105 | Autodesk Revit 2013 - 20120221_2030(x64) | Autodesk.Revit.DB.FamilyInstance:OST_MechanicalEquipment:Geometry | n/a | 90 | 0 | 0
VAV-AHU2-ZZ-box-lowerleft | rich.mitrenga@autodesk.com | 2012-12-07T14:23:33 | box-lowerleft | Component | VAV-AHU2-ZZ | -31.0947 | 12.4877 | 8.0105 | Autodesk Revit 2013 - 20120221_2030(x64) | Autodesk.Revit.DB.FamilyInstance:OST_MechanicalEquipment:Geometry | n/a | 0 | 0 | 0
VAV-AHU2-ZZ-box-upperright | rich.mitrenga@autodesk.com | 2012-12-07T14:23:33 | box-upperright | Component | VAV-AHU2-ZZ | -30.5669 | 12.9451 | 8.3486 | Autodesk Revit 2013 - 20120221_2030(x64) | Autodesk.Revit.DB.FamilyInstance:OST_MechanicalEquipment:Geometry | n/a | 0 | 0 | 0
VAV-AHU2-BBB-point | rich.mitrenga@autodesk.com | 2012-12-07T14:23:33 | point | Component | VAV-AHU2-BBB | -34.8747 | 12.9864 | 8.0105 | Autodesk Revit 2013 - 20120221_2030(x64) | Autodesk.Revit.DB.FamilyInstance:OST_MechanicalEquipment:Geometry | n/a | 90 | 0 | 0
VAV-AHU2-BBB-box-lowerleft | rich.mitrenga@autodesk.com | 2012-12-07T14:23:33 | box-lowerleft | Component | VAV-AHU2-BBB | -35.2084 | 12.6306 | 8.0105 | Autodesk Revit 2013 - 20120221_2030(x64) | Autodesk.Revit.DB.FamilyInstance:OST_MechanicalEquipment:Geometry | n/a | 0 | 0 | 0
VAV-AHU2-BBB-box-upperright | rich.mitrenga@autodesk.com | 2012-12-07T14:23:33 | box-upperright | Component | VAV-AHU2-BBB | -34.6806 | 13.088 | 8.3486 | Autodesk Revit 2013 - 20120221_2030(x64) | Autodesk.Revit.DB.FamilyInstance:OST_MechanicalEquipment:Geometry | n/a | 0 | 0 | 0
VAV-AHU2-AAA-point | rich.mitrenga@autodesk.com | 2012-12-07T14:23:33 | point | Component | VAV-AHU2-AAA | -39.3504 | 13.088 | 8.0355 | Autodesk Revit 2013 - 20120221_2030(x64) | Autodesk.Revit.DB.FamilyInstance:OST_MechanicalEquipment:Geometry | n/a | 90 | 0 | 0
VAV-AHU2-AAA-box-lowerleft | rich.mitrenga@autodesk.com | 2012-12-07T14:23:33 | box-lowerleft | Component | VAV-AHU2-AAA | -39.6466 | 12.7582 | 8.0355 | Autodesk Revit 2013 - 20120221_2030(x64) | Autodesk.Revit.DB.FamilyInstance:OST_MechanicalEquipment:Geometry | n/a | 0 | 0 | 0
VAV-AHU2-AAA-box-upperright | rich.mitrenga@autodesk.com | 2012-12-07T14:23:33 | box-upperright | Component | VAV-AHU2-AAA | -39.1938 | 13.1896 | 8.3236 | Autodesk Revit 2013 - 20120221_2030(x64) | Autodesk.Revit.DB.FamilyInstance:OST_MechanicalEquipment:Geometry | n/a | 0 | 0 | 0
VAV-AHU2-JJJ-point | rich.mitrenga@autodesk.com | 2012-12-07T14:23:33 | point | Component | VAV-AHU2-JJJ | -38.7718 | 16.6907 | 7.8355 | Autodesk Revit 2013 - 20120221_2030(x64) | Autodesk.Revit.DB.FamilyInstance:OST_MechanicalEquipment:Geometry | n/a | 90 | 0 | 0
VAV-AHU2-JJJ-box-lowerleft | rich.mitrenga@autodesk.com | 2012-12-07T14:23:33 | box-lowerleft | Component | VAV-AHU2-JJJ | -39.068 | 16.3609 | 7.8355 | Autodesk Revit 2013 - 20120221_2030(x64) | Autodesk.Revit.DB.FamilyInstance:OST_MechanicalEquipment:Geometry | n/a | 0 | 0 | 0
VAV-AHU2-JJJ-box-upperright | rich.mitrenga@autodesk.com | 2012-12-07T14:23:33 | box-upperright | Component | VAV-AHU2-JJJ | -38.6152 | 16.7923 | 8.1236 | Autodesk Revit 2013 - 20120221_2030(x64) | Autodesk.Revit.DB.FamilyInstance:OST_MechanicalEquipment:Geometry | n/a | 0 | 0 | 0
VAV-AHU2-EEE-point | rich.mitrenga@autodesk.com | 2012-12-07T14:23:33 | point | Component | VAV-AHU2-EEE | -43.7 | 13.0796 | 7.8355 | Autodesk Revit 2013 - 20120221_2030(x64) | Autodesk.Revit.DB.FamilyInstance:OST_MechanicalEquipment:Geometry | n/a | 180 | 0 | 0
VAV-AHU2-EEE-box-lowerleft | rich.mitrenga@autodesk.com | 2012-12-07T14:23:33 | box-lowerleft | Component | VAV-AHU2-EEE | -44.0298 | 12.9231 | 7.8355 | Autodesk Revit 2013 - 20120221_2030(x64) | Autodesk.Revit.DB.FamilyInstance:OST_MechanicalEquipment:Geometry | n/a | 0 | 0 | 0
VAV-AHU2-EEE-box-upperright | rich.mitrenga@autodesk.com | 2012-12-07T14:23:33 | box-upperright | Component | VAV-AHU2-EEE | -43.5984 | 13.3759 | 8.1236 | Autodesk Revit 2013 - 20120221_2030(x64) | Autodesk.Revit.DB.FamilyInstance:OST_MechanicalEquipment:Geometry | n/a | 0 | 0 | 0
VAV-AHU2-FFF-point | rich.mitrenga@autodesk.com | 2012-12-07T14:23:33 | point | Component | VAV-AHU2-FFF | -43.7 | 15.8002 | 7.8355 | Autodesk Revit 2013 - 20120221_2030(x64) | Autodesk.Revit.DB.FamilyInstance:OST_MechanicalEquipment:Geometry | n/a | 180 | 0 | 0
VAV-AHU2-FFF-box-lowerleft | rich.mitrenga@autodesk.com | 2012-12-07T14:23:33 | box-lowerleft | Component | VAV-AHU2-FFF | -44.0298 | 15.6437 | 7.8355 | Autodesk Revit 2013 - 20120221_2030(x64) | Autodesk.Revit.DB.FamilyInstance:OST_MechanicalEquipment:Geometry | n/a | 0 | 0 | 0
VAV-AHU2-FFF-box-upperright | rich.mitrenga@autodesk.com | 2012-12-07T14:23:33 | box-upperright | Component | VAV-AHU2-FFF | -43.5984 | 16.0965 | 8.1236 | Autodesk Revit 2013 - 20120221_2030(x64) | Autodesk.Revit.DB.FamilyInstance:OST_MechanicalEquipment:Geometry | n/a | 0 | 0 | 0
VAV-AHU2-GGG-point | rich.mitrenga@autodesk.com | 2012-12-07T14:23:33 | point | Component | VAV-AHU2-GGG | -43.8016 | 16.8 | 7.8605 | Autodesk Revit 2013 - 20120221_2030(x64) | Autodesk.Revit.DB.FamilyInstance:OST_MechanicalEquipment:Geometry | n/a | 180 | 0 | 0
VAV-AHU2-GGG-box-lowerleft | rich.mitrenga@autodesk.com | 2012-12-07T14:23:33 | box-lowerleft | Component | VAV-AHU2-GGG | -44.1444 | 16.656 | 7.8605 | Autodesk Revit 2013 - 20120221_2030(x64) | Autodesk.Revit.DB.FamilyInstance:OST_MechanicalEquipment:Geometry | n/a | 0 | 0 | 0
VAV-AHU2-GGG-box-upperright | rich.mitrenga@autodesk.com | 2012-12-07T14:23:33 | box-upperright | Component | VAV-AHU2-GGG | -43.7 | 17.0838 | 8.0986 | Autodesk Revit 2013 - 20120221_2030(x64) | Autodesk.Revit.DB.FamilyInstance:OST_MechanicalEquipment:Geometry | n/a | 0 | 0 | 0
VAV-AHU2-III-point | rich.mitrenga@autodesk.com | 2012-12-07T14:23:33 | point | Component | VAV-AHU2-III | -39.3495 | 18.9105 | 7.8605 | Autodesk Revit 2013 - 20120221_2030(x64) | Autodesk.Revit.DB.FamilyInstance:OST_MechanicalEquipment:Geometry | n/a | 270 | 0 | 0
VAV-AHU2-III-box-lowerleft | rich.mitrenga@autodesk.com | 2012-12-07T14:23:33 | box-lowerleft | Component | VAV-AHU2-III | -39.4936 | 18.8089 | 7.8605 | Autodesk Revit 2013 - 20120221_2030(x64) | Autodesk.Revit.DB.FamilyInstance:OST_MechanicalEquipment:Geometry | n/a | 0 | 0 | 0
VAV-AHU2-III-box-upperright | rich.mitrenga@autodesk.com | 2012-12-07T14:23:33 | box-upperright | Component | VAV-AHU2-III | -39.0658 | 19.2533 | 8.0986 | Autodesk Revit 2013 - 20120221_2030(x64) | Autodesk.Revit.DB.FamilyInstance:OST_MechanicalEquipment:Geometry | n/a | 0 | 0 | 0
VAV-AHU2-MM-point | rich.mitrenga@autodesk.com | 2012-12-07T14:23:33 | point | Component | VAV-AHU2-MM | -2.4175 | 25.3588 | 8.0355 | Autodesk Revit 2013 - 20120221_2030(x64) | Autodesk.Revit.DB.FamilyInstance:OST_MechanicalEquipment:Geometry | n/a | 270 | 0 | 0
VAV-AHU2-MM-box-lowerleft | rich.mitrenga@autodesk.com | 2012-12-07T14:23:33 | box-lowerleft | Component | VAV-AHU2-MM | -2.574 | 25.2572 | 8.0355 | Autodesk Revit 2013 - 20120221_2030(x64) | Autodesk.Revit.DB.FamilyInstance:OST_MechanicalEquipment:Geometry | n/a | 0 | 0 | 0
VAV-AHU2-MM-box-upperright | rich.mitrenga@autodesk.com | 2012-12-07T14:23:33 | box-upperright | Component | VAV-AHU2-MM | -2.1212 | 25.6886 | 8.3236 | Autodesk Revit 2013 - 20120221_2030(x64) | Autodesk.Revit.DB.FamilyInstance:OST_MechanicalEquipment:Geometry | n/a | 0 | 0 | 0
VAV-AHU2-LL-point | rich.mitrenga@autodesk.com | 2012-12-07T14:23:33 | point | Component | VAV-AHU2-LL | -3.0383 | 22.6741 | 8.0355 | Autodesk Revit 2013 - 20120221_2030(x64) | Autodesk.Revit.DB.FamilyInstance:OST_MechanicalEquipment:Geometry | n/a | 90 | 0 | 0
VAV-AHU2-LL-box-lowerleft | rich.mitrenga@autodesk.com | 2012-12-07T14:23:33 | box-lowerleft | Component | VAV-AHU2-LL | -3.3346 | 22.3443 | 8.0355 | Autodesk Revit 2013 - 20120221_2030(x64) | Autodesk.Revit.DB.FamilyInstance:OST_MechanicalEquipment:Geometry | n/a | 0 | 0 | 0
VAV-AHU2-LL-box-upperright | rich.mitrenga@autodesk.com | 2012-12-07T14:23:33 | box-upperright | Component | VAV-AHU2-LL | -2.8818 | 22.7757 | 8.3236 | Autodesk Revit 2013 - 20120221_2030(x64) | Autodesk.Revit.DB.FamilyInstance:OST_MechanicalEquipment:Geometry | n/a | 0 | 0 | 0
VAV-AHU2-OO-point | rich.mitrenga@autodesk.com | 2012-12-07T14:23:33 | point | Component | VAV-AHU2-OO | -9.211 | 25.5004 | 8.0105 | Autodesk Revit 2013 - 20120221_2030(x64) | Autodesk.Revit.DB.FamilyInstance:OST_MechanicalEquipment:Geometry | n/a | 270 | 0 | 0
VAV-AHU2-OO-box-lowerleft | rich.mitrenga@autodesk.com | 2012-12-07T14:23:33 | box-lowerleft | Component | VAV-AHU2-OO | -9.4051 | 25.3988 | 8.0105 | Autodesk Revit 2013 - 20120221_2030(x64) | Autodesk.Revit.DB.FamilyInstance:OST_MechanicalEquipment:Geometry | n/a | 0 | 0 | 0
VAV-AHU2-OO-box-upperright | rich.mitrenga@autodesk.com | 2012-12-07T14:23:33 | box-upperright | Component | VAV-AHU2-OO | -8.8773 | 25.8562 | 8.3486 | Autodesk Revit 2013 - 20120221_2030(x64) | Autodesk.Revit.DB.FamilyInstance:OST_MechanicalEquipment:Geometry | n/a | 0 | 0 | 0
VAV-AHU2-PP-point | rich.mitrenga@autodesk.com | 2012-12-07T14:23:33 | point | Component | VAV-AHU2-PP | -9.6809 | 22.2925 | 8.0605 | Autodesk Revit 2013 - 20120221_2030(x64) | Autodesk.Revit.DB.FamilyInstance:OST_MechanicalEquipment:Geometry | n/a | 90 | 0 | 0
VAV-AHU2-PP-box-lowerleft | rich.mitrenga@autodesk.com | 2012-12-07T14:23:33 | box-lowerleft | Component | VAV-AHU2-PP | -9.9646 | 21.9497 | 8.0605 | Autodesk Revit 2013 - 20120221_2030(x64) | Autodesk.Revit.DB.FamilyInstance:OST_MechanicalEquipment:Geometry | n/a | 0 | 0 | 0
VAV-AHU2-PP-box-upperright | rich.mitrenga@autodesk.com | 2012-12-07T14:23:33 | box-upperright | Component | VAV-AHU2-PP | -9.5368 | 22.3941 | 8.2986 | Autodesk Revit 2013 - 20120221_2030(x64) | Autodesk.Revit.DB.FamilyInstance:OST_MechanicalEquipment:Geometry | n/a | 0 | 0 | 0
VAV-AHU2-QQ-point | rich.mitrenga@autodesk.com | 2012-12-07T14:23:33 | point | Component | VAV-AHU2-QQ | -12.3879 | 22.2073 | 8.07 | Autodesk Revit 2013 - 20120221_2030(x64) | Autodesk.Revit.DB.FamilyInstance:OST_MechanicalEquipment:Geometry | n/a | 90 | 0 | 0
VAV-AHU2-QQ-box-lowerleft | rich.mitrenga@autodesk.com | 2012-12-07T14:23:33 | box-lowerleft | Component | VAV-AHU2-QQ | -12.6716 | 21.8645 | 8.07 | Autodesk Revit 2013 - 20120221_2030(x64) | Autodesk.Revit.DB.FamilyInstance:OST_MechanicalEquipment:Geometry | n/a | 0 | 0 | 0
VAV-AHU2-QQ-box-upperright | rich.mitrenga@autodesk.com | 2012-12-07T14:23:33 | box-upperright | Component | VAV-AHU2-QQ | -12.2438 | 22.3089 | 8.3081 | Autodesk Revit 2013 - 20120221_2030(x64) | Autodesk.Revit.DB.FamilyInstance:OST_MechanicalEquipment:Geometry | n/a | 0 | 0 | 0
VAV-AHU2-RR-point | rich.mitrenga@autodesk.com | 2012-12-07T14:23:33 | point | Component | VAV-AHU2-RR | -13.2092 | 25.8004 | 8.0105 | Autodesk Revit 2013 - 20120221_2030(x64) | Autodesk.Revit.DB.FamilyInstance:OST_MechanicalEquipment:Geometry | n/a | 270 | 0 | 0
VAV-AHU2-RR-box-lowerleft | rich.mitrenga@autodesk.com | 2012-12-07T14:23:33 | box-lowerleft | Component | VAV-AHU2-RR | -13.4032 | 25.6988 | 8.0105 | Autodesk Revit 2013 - 20120221_2030(x64) | Autodesk.Revit.DB.FamilyInstance:OST_MechanicalEquipment:Geometry | n/a | 0 | 0 | 0
VAV-AHU2-RR-box-upperright | rich.mitrenga@autodesk.com | 2012-12-07T14:23:33 | box-upperright | Component | VAV-AHU2-RR | -12.8754 | 26.1562 | 8.3486 | Autodesk Revit 2013 - 20120221_2030(x64) | Autodesk.Revit.DB.FamilyInstance:OST_MechanicalEquipment:Geometry | n/a | 0 | 0 | 0
VAV-AHU2-SS-point | rich.mitrenga@autodesk.com | 2012-12-07T14:23:33 | point | Component | VAV-AHU2-SS | -16.3428 | 25.2609 | 7.8105 | Autodesk Revit 2013 - 20120221_2030(x64) | Autodesk.Revit.DB.FamilyInstance:OST_MechanicalEquipment:Geometry | n/a | 180 | 0 | 0
VAV-AHU2-SS-box-lowerleft | rich.mitrenga@autodesk.com | 2012-12-07T14:23:33 | box-lowerleft | Component | VAV-AHU2-SS | -16.6856 | 25.1168 | 7.8105 | Autodesk Revit 2013 - 20120221_2030(x64) | Autodesk.Revit.DB.FamilyInstance:OST_MechanicalEquipment:Geometry | n/a | 0 | 0 | 0
VAV-AHU2-SS-box-upperright | rich.mitrenga@autodesk.com | 2012-12-07T14:23:33 | box-upperright | Component | VAV-AHU2-SS | -16.2412 | 25.5446 | 8.0486 | Autodesk Revit 2013 - 20120221_2030(x64) | Autodesk.Revit.DB.FamilyInstance:OST_MechanicalEquipment:Geometry | n/a | 0 | 0 | 0
AHU-1-point | rich.mitrenga@autodesk.com | 2012-12-07T14:23:33 | point | Component | AHU-1 | -42.7117 | 23.6442 | 4.57 | Autodesk Revit 2013 - 20120221_2030(x64) | Autodesk.Revit.DB.FamilyInstance:OST_MechanicalEquipment:Geometry | n/a | 0 | 0 | 0
AHU-1-box-lowerleft | rich.mitrenga@autodesk.com | 2012-12-07T14:23:33 | box-lowerleft | Component | AHU-1 | -42.7117 | 23.6442 | 4.57 | Autodesk Revit 2013 - 20120221_2030(x64) | Autodesk.Revit.DB.FamilyInstance:OST_MechanicalEquipment:Geometry | n/a | 0 | 0 | 0
AHU-1-box-upperright | rich.mitrenga@autodesk.com | 2012-12-07T14:23:33 | box-upperright | Component | AHU-1 | -35.8498 | 26.8192 | 6.37 | Autodesk Revit 2013 - 20120221_2030(x64) | Autodesk.Revit.DB.FamilyInstance:OST_MechanicalEquipment:Geometry | n/a | 0 | 0 | 0
AHU-2-point | rich.mitrenga@autodesk.com | 2012-12-07T14:23:33 | point | Component | AHU-2 | -42.9385 | 31.5309 | 4.57 | Autodesk Revit 2013 - 20120221_2030(x64) | Autodesk.Revit.DB.FamilyInstance:OST_MechanicalEquipment:Geometry | n/a | 0 | 0 | 0
AHU-2-box-lowerleft | rich.mitrenga@autodesk.com | 2012-12-07T14:23:33 | box-lowerleft | Component | AHU-2 | -42.9385 | 31.5309 | 4.57 | Autodesk Revit 2013 - 20120221_2030(x64) | Autodesk.Revit.DB.FamilyInstance:OST_MechanicalEquipment:Geometry | n/a | 0 | 0 | 0
AHU-2-box-upperright | rich.mitrenga@autodesk.com | 2012-12-07T14:23:33 | box-upperright | Component | AHU-2 | -36.0766 | 34.7059 | 6.37 | Autodesk Revit 2013 - 20120221_2030(x64) | Autodesk.Revit.DB.FamilyInstance:OST_MechanicalEquipment:Geometry | n/a | 0 | 0 | 0
ACC-1-point | rich.mitrenga@autodesk.com | 2012-12-07T14:23:33 | point | Component | ACC-1 | -31.6236 | -8.6279 | 0 | Autodesk Revit 2013 - 20120221_2030(x64) | Autodesk.Revit.DB.FamilyInstance:OST_MechanicalEquipment:Geometry | n/a | 270 | 0 | 0
ACC-1-box-lowerleft | rich.mitrenga@autodesk.com | 2012-12-07T14:23:33 | box-lowerleft | Component | ACC-1 | -33.8596 | -8.6279 | 0 | Autodesk Revit 2013 - 20120221_2030(x64) | Autodesk.Revit.DB.FamilyInstance:OST_MechanicalEquipment:Geometry | n/a | 0 | 0 | 0
ACC-1-box-upperright | rich.mitrenga@autodesk.com | 2012-12-07T14:23:33 | box-upperright | Component | ACC-1 | -31.6236 | -1.4599 | 2.3 | Autodesk Revit 2013 - 20120221_2030(x64) | Autodesk.Revit.DB.FamilyInstance:OST_MechanicalEquipment:Geometry | n/a | 0 | 0 | 0
Fan-EF-7-point | rich.mitrenga@autodesk.com | 2012-12-16T06:21:41 | point | Component | Fan-EF-7 | -42.04 | 3.1515 | 1.2192 | Autodesk Revit 2013 - 20121003_2115(x64) | Autodesk.Revit.DB.FamilyInstance:OST_MechanicalEquipment:Geometry | n/a | 240 | 0 | 0
Fan-EF-7-box-lowerleft | rich.mitrenga@autodesk.com | 2012-12-16T06:21:41 | box-lowerleft | Component | Fan-EF-7 | -42.0971 | 2.807 | 0.87471 | Autodesk Revit 2013 - 20121003_2115(x64) | Autodesk.Revit.DB.FamilyInstance:OST_MechanicalEquipment:Geometry | n/a | 0 | 0 | 0
Fan-EF-7-box-upperright | rich.mitrenga@autodesk.com | 2012-12-16T06:21:41 | box-upperright | Component | Fan-EF-7 | -41.7352 | 3.496 | 1.5637 | Autodesk Revit 2013 - 20121003_2115(x64) | Autodesk.Revit.DB.FamilyInstance:OST_MechanicalEquipment:Geometry | n/a | 0 | 0 | 0
Fan-EF-6-point | rich.mitrenga@autodesk.com | 2012-12-16T06:21:41 | point | Component | Fan-EF-6 | -42.04 | 1.8 | 1.2192 | Autodesk Revit 2013 - 20121003_2115(x64) | Autodesk.Revit.DB.FamilyInstance:OST_MechanicalEquipment:Geometry | n/a | 240 | 0 | 0
Fan-EF-6-box-lowerleft | rich.mitrenga@autodesk.com | 2012-12-16T06:21:41 | box-lowerleft | Component | Fan-EF-6 | -42.0971 | 1.4555 | 0.87471 | Autodesk Revit 2013 - 20121003_2115(x64) | Autodesk.Revit.DB.FamilyInstance:OST_MechanicalEquipment:Geometry | n/a | 0 | 0 | 0
Fan-EF-6-box-upperright | rich.mitrenga@autodesk.com | 2012-12-16T06:21:41 | box-upperright | Component | Fan-EF-6 | -41.7352 | 2.1445 | 1.5637 | Autodesk Revit 2013 - 20121003_2115(x64) | Autodesk.Revit.DB.FamilyInstance:OST_MechanicalEquipment:Geometry | n/a | 0 | 0 | 0
Fan-EF-5-point | rich.mitrenga@autodesk.com | 2012-12-16T06:21:41 | point | Component | Fan-EF-5 | -43.817 | 0.5245 | 1.2192 | Autodesk Revit 2013 - 20121003_2115(x64) | Autodesk.Revit.DB.FamilyInstance:OST_MechanicalEquipment:Geometry | n/a | 240 | 0 | 0
Fan-EF-5-box-lowerleft | rich.mitrenga@autodesk.com | 2012-12-16T06:21:41 | box-lowerleft | Component | Fan-EF-5 | -44.1218 | 0.18001 | 0.87471 | Autodesk Revit 2013 - 20121003_2115(x64) | Autodesk.Revit.DB.FamilyInstance:OST_MechanicalEquipment:Geometry | n/a | 0 | 0 | 0
Fan-EF-5-box-upperright | rich.mitrenga@autodesk.com | 2012-12-16T06:21:41 | box-upperright | Component | Fan-EF-5 | -43.7599 | 0.86899 | 1.5637 | Autodesk Revit 2013 - 20121003_2115(x64) | Autodesk.Revit.DB.FamilyInstance:OST_MechanicalEquipment:Geometry | n/a | 0 | 0 | 0
Fan-EF-3-point | rich.mitrenga@autodesk.com | 2012-12-16T06:21:41 | point | Component | Fan-EF-3 | -52.28 | 16.91 | 1.2192 | Autodesk Revit 2013 - 20121003_2115(x64) | Autodesk.Revit.DB.FamilyInstance:OST_MechanicalEquipment:Geometry | n/a | 240 | 0 | 0
Fan-EF-3-box-lowerleft | rich.mitrenga@autodesk.com | 2012-12-16T06:21:41 | box-lowerleft | Component | Fan-EF-3 | -52.3372 | 16.5655 | 0.87471 | Autodesk Revit 2013 - 20121003_2115(x64) | Autodesk.Revit.DB.FamilyInstance:OST_MechanicalEquipment:Geometry | n/a | 0 | 0 | 0
Fan-EF-3-box-upperright | rich.mitrenga@autodesk.com | 2012-12-16T06:21:41 | box-upperright | Component | Fan-EF-3 | -51.9752 | 17.2545 | 1.5637 | Autodesk Revit 2013 - 20121003_2115(x64) | Autodesk.Revit.DB.FamilyInstance:OST_MechanicalEquipment:Geometry | n/a | 0 | 0 | 0
Fan-SF-4-point | rich.mitrenga@autodesk.com | 2012-12-16T06:21:41 | point | Component | Fan-SF-4 | -52.28 | 13.7344 | 1.2192 | Autodesk Revit 2013 - 20121003_2115(x64) | Autodesk.Revit.DB.FamilyInstance:OST_MechanicalEquipment:Geometry | n/a | 240 | 0 | 0
Fan-SF-4-box-lowerleft | rich.mitrenga@autodesk.com | 2012-12-16T06:21:41 | box-lowerleft | Component | Fan-SF-4 | -52.3213 | 13.4915 | 0.97631 | Autodesk Revit 2013 - 20121003_2115(x64) | Autodesk.Revit.DB.FamilyInstance:OST_MechanicalEquipment:Geometry | n/a | 0 | 0 | 0
Fan-SF-4-box-upperright | rich.mitrenga@autodesk.com | 2012-12-16T06:21:41 | box-upperright | Component | Fan-SF-4 | -51.9752 | 13.9773 | 1.4621 | Autodesk Revit 2013 - 20121003_2115(x64) | Autodesk.Revit.DB.FamilyInstance:OST_MechanicalEquipment:Geometry | n/a | 0 | 0 | 0
Fan-EF2-2-point | rich.mitrenga@autodesk.com | 2012-12-16T06:21:41 | point | Component | Fan-EF2-2 | -37.069 | 35.1096 | 8.52 | Autodesk Revit 2013 - 20121003_2115(x64) | Autodesk.Revit.DB.FamilyInstance:OST_MechanicalEquipment:Geometry | n/a | 269.6658 | 0 | 0
Fan-EF2-2-box-lowerleft | rich.mitrenga@autodesk.com | 2012-12-16T06:21:41 | box-lowerleft | Component | Fan-EF2-2 | -37.2496 | 35.1086 | 8.52 | Autodesk Revit 2013 - 20121003_2115(x64) | Autodesk.Revit.DB.FamilyInstance:OST_MechanicalEquipment:Geometry | n/a | 0 | 0 | 0
Fan-EF2-2-box-upperright | rich.mitrenga@autodesk.com | 2012-12-16T06:21:41 | box-upperright | Component | Fan-EF2-2 | -36.8912 | 35.5836 | 8.9264 | Autodesk Revit 2013 - 20121003_2115(x64) | Autodesk.Revit.DB.FamilyInstance:OST_MechanicalEquipment:Geometry | n/a | 0 | 0 | 0
Fan-EF2-1-point | rich.mitrenga@autodesk.com | 2012-12-16T06:21:41 | point | Component | Fan-EF2-1 | -41.3865 | 37.4692 | 8.52 | Autodesk Revit 2013 - 20121003_2115(x64) | Autodesk.Revit.DB.FamilyInstance:OST_MechanicalEquipment:Geometry | n/a | 180 | 0 | 0
Fan-EF2-1-box-lowerleft | rich.mitrenga@autodesk.com | 2012-12-16T06:21:41 | box-lowerleft | Component | Fan-EF2-1 | -41.8595 | 37.2914 | 8.52 | Autodesk Revit 2013 - 20121003_2115(x64) | Autodesk.Revit.DB.FamilyInstance:OST_MechanicalEquipment:Geometry | n/a | 0 | 0 | 0
Fan-EF2-1-box-upperright | rich.mitrenga@autodesk.com | 2012-12-16T06:21:41 | box-upperright | Component | Fan-EF2-1 | -41.3865 | 37.647 | 8.9264 | Autodesk Revit 2013 - 20121003_2115(x64) | Autodesk.Revit.DB.FamilyInstance:OST_MechanicalEquipment:Geometry | n/a | 0 | 0 | 0
Fan-EF2-3-point | rich.mitrenga@autodesk.com | 2012-12-16T06:21:41 | point | Component | Fan-EF2-3 | -34.0692 | 26.4949 | 7.57 | Autodesk Revit 2013 - 20121003_2115(x64) | Autodesk.Revit.DB.FamilyInstance:OST_MechanicalEquipment:Geometry | n/a | 90 | 0 | 0
Fan-EF2-3-box-lowerleft | rich.mitrenga@autodesk.com | 2012-12-16T06:21:41 | box-lowerleft | Component | Fan-EF2-3 | -34.247 | 26.0219 | 7.57 | Autodesk Revit 2013 - 20121003_2115(x64) | Autodesk.Revit.DB.FamilyInstance:OST_MechanicalEquipment:Geometry | n/a | 0 | 0 | 0
Fan-EF2-3-box-upperright | rich.mitrenga@autodesk.com | 2012-12-16T06:21:41 | box-upperright | Component | Fan-EF2-3 | -33.8914 | 26.4949 | 7.9764 | Autodesk Revit 2013 - 20121003_2115(x64) | Autodesk.Revit.DB.FamilyInstance:OST_MechanicalEquipment:Geometry | n/a | 0 | 0 | 0
Fan-SF-1-point | rich.mitrenga@autodesk.com | 2012-12-16T06:21:41 | point | Component | Fan-SF-1 | -47.38 | 37.4692 | 8.52 | Autodesk Revit 2013 - 20121003_2115(x64) | Autodesk.Revit.DB.FamilyInstance:OST_MechanicalEquipment:Geometry | n/a | 240 | 0 | 0
Fan-SF-1-box-lowerleft | rich.mitrenga@autodesk.com | 2012-12-16T06:21:41 | box-lowerleft | Component | Fan-SF-1 | -47.4372 | 37.1247 | 8.1755 | Autodesk Revit 2013 - 20121003_2115(x64) | Autodesk.Revit.DB.FamilyInstance:OST_MechanicalEquipment:Geometry | n/a | 0 | 0 | 0
Fan-SF-1-box-upperright | rich.mitrenga@autodesk.com | 2012-12-16T06:21:41 | box-upperright | Component | Fan-SF-1 | -47.0752 | 37.8136 | 8.8645 | Autodesk Revit 2013 - 20121003_2115(x64) | Autodesk.Revit.DB.FamilyInstance:OST_MechanicalEquipment:Geometry | n/a | 0 | 0 | 0
Fan-EF1-3-point | rich.mitrenga@autodesk.com | 2012-12-16T06:21:41 | point | Component | Fan-EF1-3 | -22.56 | 3.4933 | 9.25 | Autodesk Revit 2013 - 20121003_2115(x64) | Autodesk.Revit.DB.FamilyInstance:OST_MechanicalEquipment:Geometry | n/a | 0 | 0 | 0
Fan-EF1-3-box-lowerleft | rich.mitrenga@autodesk.com | 2012-12-16T06:21:41 | box-lowerleft | Component | Fan-EF1-3 | -23.0458 | 3.0075 | 9.177 | Autodesk Revit 2013 - 20121003_2115(x64) | Autodesk.Revit.DB.FamilyInstance:OST_MechanicalEquipment:Geometry | n/a | 0 | 0 | 0
Fan-EF1-3-box-upperright | rich.mitrenga@autodesk.com | 2012-12-16T06:21:41 | box-upperright | Component | Fan-EF1-3 | -22.0742 | 3.9791 | 10.3422 | Autodesk Revit 2013 - 20121003_2115(x64) | Autodesk.Revit.DB.FamilyInstance:OST_MechanicalEquipment:Geometry | n/a | 0 | 0 | 0
Fan-EF1-4-point | rich.mitrenga@autodesk.com | 2012-12-16T06:21:41 | point | Component | Fan-EF1-4 | -43.66 | 4.4324 | 9.25 | Autodesk Revit 2013 - 20121003_2115(x64) | Autodesk.Revit.DB.FamilyInstance:OST_MechanicalEquipment:Geometry | n/a | 0 | 0 | 0
Fan-EF1-4-box-lowerleft | rich.mitrenga@autodesk.com | 2012-12-16T06:21:41 | box-lowerleft | Component | Fan-EF1-4 | -44.1458 | 3.9466 | 9.177 | Autodesk Revit 2013 - 20121003_2115(x64) | Autodesk.Revit.DB.FamilyInstance:OST_MechanicalEquipment:Geometry | n/a | 0 | 0 | 0
Fan-EF1-4-box-upperright | rich.mitrenga@autodesk.com | 2012-12-16T06:21:41 | box-upperright | Component | Fan-EF1-4 | -43.1742 | 4.9181 | 10.3422 | Autodesk Revit 2013 - 20121003_2115(x64) | Autodesk.Revit.DB.FamilyInstance:OST_MechanicalEquipment:Geometry | n/a | 0 | 0 | 0
Fan-EF1-2-point | rich.mitrenga@autodesk.com | 2012-12-16T06:21:41 | point | Component | Fan-EF1-2 | -3.0579 | 14.8713 | 12.25 | Autodesk Revit 2013 - 20121003_2115(x64) | Autodesk.Revit.DB.FamilyInstance:OST_MechanicalEquipment:Geometry | n/a | 0 | 0 | 0
Fan-EF1-2-box-lowerleft | rich.mitrenga@autodesk.com | 2012-12-16T06:21:41 | box-lowerleft | Component | Fan-EF1-2 | -3.5437 | 14.3856 | 12.177 | Autodesk Revit 2013 - 20121003_2115(x64) | Autodesk.Revit.DB.FamilyInstance:OST_MechanicalEquipment:Geometry | n/a | 0 | 0 | 0
Fan-EF1-2-box-upperright | rich.mitrenga@autodesk.com | 2012-12-16T06:21:41 | box-upperright | Component | Fan-EF1-2 | -2.5722 | 15.3571 | 13.3422 | Autodesk Revit 2013 - 20121003_2115(x64) | Autodesk.Revit.DB.FamilyInstance:OST_MechanicalEquipment:Geometry | n/a | 0 | 0 | 0
Fan-EF1-1-point | rich.mitrenga@autodesk.com | 2012-12-16T06:21:41 | point | Component | Fan-EF1-1 | -39.1958 | 55.1514 | 8.76 | Autodesk Revit 2013 - 20121003_2115(x64) | Autodesk.Revit.DB.FamilyInstance:OST_MechanicalEquipment:Geometry | n/a | 0 | 0 | 0
Fan-EF1-1-box-lowerleft | rich.mitrenga@autodesk.com | 2012-12-16T06:21:41 | box-lowerleft | Component | Fan-EF1-1 | -39.6816 | 54.6656 | 8.6869 | Autodesk Revit 2013 - 20121003_2115(x64) | Autodesk.Revit.DB.FamilyInstance:OST_MechanicalEquipment:Geometry | n/a | 0 | 0 | 0
Fan-EF1-1-box-upperright | rich.mitrenga@autodesk.com | 2012-12-16T06:21:41 | box-upperright | Component | Fan-EF1-1 | -38.7101 | 55.6372 | 9.8522 | Autodesk Revit 2013 - 20121003_2115(x64) | Autodesk.Revit.DB.FamilyInstance:OST_MechanicalEquipment:Geometry | n/a | 0 | 0 | 0
AC Unit Type 1 AC-2-point | rich.mitrenga@autodesk.com | 2012-12-16T06:21:41 | point | Component | AC Unit Type 1 AC-2 | -41.16 | 48.0565 | 2.5428 | Autodesk Revit 2013 - 20121003_2115(x64) | Autodesk.Revit.DB.FamilyInstance:OST_MechanicalEquipment:Geometry | n/a | 90 | 0 | 0
AC Unit Type 1 AC-2-box-lowerleft | rich.mitrenga@autodesk.com | 2012-12-16T06:21:41 | box-lowerleft | Component | AC Unit Type 1 AC-2 | -41.6172 | 47.2437 | 2.5428 | Autodesk Revit 2013 - 20121003_2115(x64) | Autodesk.Revit.DB.FamilyInstance:OST_MechanicalEquipment:Geometry | n/a | 0 | 0 | 0
AC Unit Type 1 AC-2-box-upperright | rich.mitrenga@autodesk.com | 2012-12-16T06:21:41 | box-upperright | Component | AC Unit Type 1 AC-2 | -40.7028 | 48.8693 | 3.0127 | Autodesk Revit 2013 - 20121003_2115(x64) | Autodesk.Revit.DB.FamilyInstance:OST_MechanicalEquipment:Geometry | n/a | 0 | 0 | 0
AC Unit Type 1 AC-1-point | rich.mitrenga@autodesk.com | 2012-12-16T06:21:41 | point | Component | AC Unit Type 1 AC-1 | -17.02 | 19.8289 | 2.5428 | Autodesk Revit 2013 - 20121003_2115(x64) | Autodesk.Revit.DB.FamilyInstance:OST_MechanicalEquipment:Geometry | n/a | 270 | 0 | 0
AC Unit Type 1 AC-1-box-lowerleft | rich.mitrenga@autodesk.com | 2012-12-16T06:21:41 | box-lowerleft | Component | AC Unit Type 1 AC-1 | -17.4772 | 19.0161 | 2.5428 | Autodesk Revit 2013 - 20121003_2115(x64) | Autodesk.Revit.DB.FamilyInstance:OST_MechanicalEquipment:Geometry | n/a | 0 | 0 | 0
AC Unit Type 1 AC-1-box-upperright | rich.mitrenga@autodesk.com | 2012-12-16T06:21:41 | box-upperright | Component | AC Unit Type 1 AC-1 | -16.5628 | 20.6417 | 3.0127 | Autodesk Revit 2013 - 20121003_2115(x64) | Autodesk.Revit.DB.FamilyInstance:OST_MechanicalEquipment:Geometry | n/a | 0 | 0 | 0
AC Unit Type 1 AC-5-point | rich.mitrenga@autodesk.com | 2012-12-16T06:21:41 | point | Component | AC Unit Type 1 AC-5 | -30.4638 | 22.4326 | 7.1128 | Autodesk Revit 2013 - 20121003_2115(x64) | Autodesk.Revit.DB.FamilyInstance:OST_MechanicalEquipment:Geometry | n/a | 270 | 0 | 0
AC Unit Type 1 AC-5-box-lowerleft | rich.mitrenga@autodesk.com | 2012-12-16T06:21:41 | box-lowerleft | Component | AC Unit Type 1 AC-5 | -30.921 | 21.6198 | 7.1128 | Autodesk Revit 2013 - 20121003_2115(x64) | Autodesk.Revit.DB.FamilyInstance:OST_MechanicalEquipment:Geometry | n/a | 0 | 0 | 0
AC Unit Type 1 AC-5-box-upperright | rich.mitrenga@autodesk.com | 2012-12-16T06:21:41 | box-upperright | Component | AC Unit Type 1 AC-5 | -30.0066 | 23.2454 | 7.5827 | Autodesk Revit 2013 - 20121003_2115(x64) | Autodesk.Revit.DB.FamilyInstance:OST_MechanicalEquipment:Geometry | n/a | 0 | 0 | 0
AC Unit Type 1 AC-3-point | rich.mitrenga@autodesk.com | 2012-12-16T06:21:41 | point | Component | AC Unit Type 1 AC-3 | -17.0761 | 19.9104 | 7.1128 | Autodesk Revit 2013 - 20121003_2115(x64) | Autodesk.Revit.DB.FamilyInstance:OST_MechanicalEquipment:Geometry | n/a | 270 | 0 | 0
AC Unit Type 1 AC-3-box-lowerleft | rich.mitrenga@autodesk.com | 2012-12-16T06:21:41 | box-lowerleft | Component | AC Unit Type 1 AC-3 | -17.5333 | 19.0976 | 7.1128 | Autodesk Revit 2013 - 20121003_2115(x64) | Autodesk.Revit.DB.FamilyInstance:OST_MechanicalEquipment:Geometry | n/a | 0 | 0 | 0
AC Unit Type 1 AC-3-box-upperright | rich.mitrenga@autodesk.com | 2012-12-16T06:21:41 | box-upperright | Component | AC Unit Type 1 AC-3 | -16.6189 | 20.7232 | 7.5827 | Autodesk Revit 2013 - 20121003_2115(x64) | Autodesk.Revit.DB.FamilyInstance:OST_MechanicalEquipment:Geometry | n/a | 0 | 0 | 0
AC Unit Type 1 AC-4-point | rich.mitrenga@autodesk.com | 2012-12-16T06:21:41 | point | Component | AC Unit Type 1 AC-4 | -41.7906 | 44.4738 | 7.1128 | Autodesk Revit 2013 - 20121003_2115(x64) | Autodesk.Revit.DB.FamilyInstance:OST_MechanicalEquipment:Geometry | n/a | 0 | 0 | 0
AC Unit Type 1 AC-4-box-lowerleft | rich.mitrenga@autodesk.com | 2012-12-16T06:21:41 | box-lowerleft | Component | AC Unit Type 1 AC-4 | -42.6034 | 44.0166 | 7.1128 | Autodesk Revit 2013 - 20121003_2115(x64) | Autodesk.Revit.DB.FamilyInstance:OST_MechanicalEquipment:Geometry | n/a | 0 | 0 | 0
AC Unit Type 1 AC-4-box-upperright | rich.mitrenga@autodesk.com | 2012-12-16T06:21:41 | box-upperright | Component | AC Unit Type 1 AC-4 | -40.9778 | 44.931 | 7.5827 | Autodesk Revit 2013 - 20121003_2115(x64) | Autodesk.Revit.DB.FamilyInstance:OST_MechanicalEquipment:Geometry | n/a | 0 | 0 | 0
ACCU-2-point | rich.mitrenga@autodesk.com | 2012-12-16T06:21:41 | point | Component | ACCU-2 | -42.06 | 56.94 | 0 | Autodesk Revit 2013 - 20121003_2115(x64) | Autodesk.Revit.DB.FamilyInstance:OST_MechanicalEquipment:Geometry | n/a | 0 | 0 | 0
ACCU-2-box-lowerleft | rich.mitrenga@autodesk.com | 2012-12-16T06:21:41 | box-lowerleft | Component | ACCU-2 | -42.06 | 56.9146 | 0 | Autodesk Revit 2013 - 20121003_2115(x64) | Autodesk.Revit.DB.FamilyInstance:OST_MechanicalEquipment:Geometry | n/a | 0 | 0 | 0
ACCU-2-box-upperright | rich.mitrenga@autodesk.com | 2012-12-16T06:21:41 | box-upperright | Component | ACCU-2 | -41.0154 | 57.8036 | 0.997 | Autodesk Revit 2013 - 20121003_2115(x64) | Autodesk.Revit.DB.FamilyInstance:OST_MechanicalEquipment:Geometry | n/a | 0 | 0 | 0
ACCU-3-point | rich.mitrenga@autodesk.com | 2012-12-16T06:21:41 | point | Component | ACCU-3 | -11.46 | 8.64 | 0 | Autodesk Revit 2013 - 20121003_2115(x64) | Autodesk.Revit.DB.FamilyInstance:OST_MechanicalEquipment:Geometry | n/a | 0 | 0 | 0
ACCU-3-box-lowerleft | rich.mitrenga@autodesk.com | 2012-12-16T06:21:41 | box-lowerleft | Component | ACCU-3 | -11.46 | 8.6146 | 0 | Autodesk Revit 2013 - 20121003_2115(x64) | Autodesk.Revit.DB.FamilyInstance:OST_MechanicalEquipment:Geometry | n/a | 0 | 0 | 0
ACCU-3-box-upperright | rich.mitrenga@autodesk.com | 2012-12-16T06:21:41 | box-upperright | Component | ACCU-3 | -10.4154 | 9.5036 | 0.997 | Autodesk Revit 2013 - 20121003_2115(x64) | Autodesk.Revit.DB.FamilyInstance:OST_MechanicalEquipment:Geometry | n/a | 0 | 0 | 0
ACCU-1-point | rich.mitrenga@autodesk.com | 2012-12-16T06:21:41 | point | Component | ACCU-1 | -9.96 | 8.6 | 0 | Autodesk Revit 2013 - 20121003_2115(x64) | Autodesk.Revit.DB.FamilyInstance:OST_MechanicalEquipment:Geometry | n/a | 0 | 0 | 0
ACCU-1-box-lowerleft | rich.mitrenga@autodesk.com | 2012-12-16T06:21:41 | box-lowerleft | Component | ACCU-1 | -9.96 | 8.5746 | 0 | Autodesk Revit 2013 - 20121003_2115(x64) | Autodesk.Revit.DB.FamilyInstance:OST_MechanicalEquipment:Geometry | n/a | 0 | 0 | 0
ACCU-1-box-upperright | rich.mitrenga@autodesk.com | 2012-12-16T06:21:41 | box-upperright | Component | ACCU-1 | -8.9154 | 9.4636 | 0.997 | Autodesk Revit 2013 - 20121003_2115(x64) | Autodesk.Revit.DB.FamilyInstance:OST_MechanicalEquipment:Geometry | n/a | 0 | 0 | 0
ACCU-4-point | rich.mitrenga@autodesk.com | 2012-12-16T06:21:41 | point | Component | ACCU-4 | -48.6 | 40.3776 | 4.57 | Autodesk Revit 2013 - 20121003_2115(x64) | Autodesk.Revit.DB.FamilyInstance:OST_MechanicalEquipment:Geometry | n/a | 0 | 0 | 0
ACCU-4-box-lowerleft | rich.mitrenga@autodesk.com | 2012-12-16T06:21:41 | box-lowerleft | Component | ACCU-4 | -48.6 | 40.3522 | 4.57 | Autodesk Revit 2013 - 20121003_2115(x64) | Autodesk.Revit.DB.FamilyInstance:OST_MechanicalEquipment:Geometry | n/a | 0 | 0 | 0
ACCU-4-box-upperright | rich.mitrenga@autodesk.com | 2012-12-16T06:21:41 | box-upperright | Component | ACCU-4 | -47.5554 | 41.2412 | 5.567 | Autodesk Revit 2013 - 20121003_2115(x64) | Autodesk.Revit.DB.FamilyInstance:OST_MechanicalEquipment:Geometry | n/a | 0 | 0 | 0
ACCU-5-point | rich.mitrenga@autodesk.com | 2012-12-16T06:21:41 | point | Component | ACCU-5 | -49.2 | 22.0941 | 4.57 | Autodesk Revit 2013 - 20121003_2115(x64) | Autodesk.Revit.DB.FamilyInstance:OST_MechanicalEquipment:Geometry | n/a | 0 | 0 | 0
ACCU-5-box-lowerleft | rich.mitrenga@autodesk.com | 2012-12-16T06:21:41 | box-lowerleft | Component | ACCU-5 | -49.2 | 22.0687 | 4.57 | Autodesk Revit 2013 - 20121003_2115(x64) | Autodesk.Revit.DB.FamilyInstance:OST_MechanicalEquipment:Geometry | n/a | 0 | 0 | 0
ACCU-5-box-upperright | rich.mitrenga@autodesk.com | 2012-12-16T06:21:41 | box-upperright | Component | ACCU-5 | -48.1554 | 22.9577 | 5.567 | Autodesk Revit 2013 - 20121003_2115(x64) | Autodesk.Revit.DB.FamilyInstance:OST_MechanicalEquipment:Geometry | n/a | 0 | 0 | 0
Water Heater-01-point | rich.mitrenga@autodesk.com | 2012-12-16T06:21:41 | point | Component | Water Heater-01 | -44.355 | 38.039 | 4.57 | Autodesk Revit 2013 - 20121003_2115(x64) | Autodesk.Revit.DB.FamilyInstance:OST_MechanicalEquipment:Geometry | n/a | 0 | 0 | 0
Water Heater-01-box-lowerleft | rich.mitrenga@autodesk.com | 2012-12-16T06:21:41 | box-lowerleft | Component | Water Heater-01 | -44.6725 | 37.785 | 4.57 | Autodesk Revit 2013 - 20121003_2115(x64) | Autodesk.Revit.DB.FamilyInstance:OST_MechanicalEquipment:Geometry | n/a | 0 | 0 | 0
Water Heater-01-box-upperright | rich.mitrenga@autodesk.com | 2012-12-16T06:21:41 | box-upperright | Component | Water Heater-01 | -44.1265 | 38.2675 | 5.611 | Autodesk Revit 2013 - 20121003_2115(x64) | Autodesk.Revit.DB.FamilyInstance:OST_MechanicalEquipment:Geometry | n/a | 0 | 0 | 0
Air Separator AS-1-point | rich.mitrenga@autodesk.com | 2012-12-16T06:21:41 | point | Component | Air Separator AS-1 | -47.4825 | 17.0347 | 0 | Autodesk Revit 2013 - 20121003_2115(x64) | Autodesk.Revit.DB.FamilyInstance:OST_MechanicalEquipment:Geometry | n/a | 0 | 0 | 0
Air Separator AS-1-box-lowerleft | rich.mitrenga@autodesk.com | 2012-12-16T06:21:41 | box-lowerleft | Component | Air Separator AS-1 | -47.5651 | 16.8887 | 0 | Autodesk Revit 2013 - 20121003_2115(x64) | Autodesk.Revit.DB.FamilyInstance:OST_MechanicalEquipment:Geometry | n/a | 0 | 0 | 0
Air Separator AS-1-box-upperright | rich.mitrenga@autodesk.com | 2012-12-16T06:21:41 | box-upperright | Component | Air Separator AS-1 | -47.4 | 17.1871 | 0.41751 | Autodesk Revit 2013 - 20121003_2115(x64) | Autodesk.Revit.DB.FamilyInstance:OST_MechanicalEquipment:Geometry | n/a | 0 | 0 | 0
Boiler B-1-point | rich.mitrenga@autodesk.com | 2012-12-16T17:00:34 | point | Component | Boiler B-1 | -37.3126 | 37.5266 | 4.57 | Autodesk Revit 2013 - 20121003_2115(x64) | Autodesk.Revit.DB.FamilyInstance:OST_MechanicalEquipment:Geometry | n/a | 0 | 0 | 0
Boiler B-1-box-lowerleft | rich.mitrenga@autodesk.com | 2012-12-16T17:00:34 | box-lowerleft | Component | Boiler B-1 | -37.3126 | 37.4758 | 4.57 | Autodesk Revit 2013 - 20121003_2115(x64) | Autodesk.Revit.DB.FamilyInstance:OST_MechanicalEquipment:Geometry | n/a | 0 | 0 | 0
Boiler B-1-box-upperright | rich.mitrenga@autodesk.com | 2012-12-16T17:00:34 | box-upperright | Component | Boiler B-1 | -36.6264 | 38.3142 | 5.7066 | Autodesk Revit 2013 - 20121003_2115(x64) | Autodesk.Revit.DB.FamilyInstance:OST_MechanicalEquipment:Geometry | n/a | 0 | 0 | 0
Air Separator AS-2-point | rich.mitrenga@autodesk.com | 2012-12-16T17:00:34 | point | Component | Air Separator AS-2 | -40.0944 | 38.083 | 4.57 | Autodesk Revit 2013 - 20121003_2115(x64) | Autodesk.Revit.DB.FamilyInstance:OST_MechanicalEquipment:Geometry | n/a | 90 | 0 | 0
Air Separator AS-2-box-lowerleft | rich.mitrenga@autodesk.com | 2012-12-16T17:00:34 | box-lowerleft | Component | Air Separator AS-2 | -40.2405 | 38.0004 | 4.57 | Autodesk Revit 2013 - 20121003_2115(x64) | Autodesk.Revit.DB.FamilyInstance:OST_MechanicalEquipment:Geometry | n/a | 0 | 0 | 0
Air Separator AS-2-box-upperright | rich.mitrenga@autodesk.com | 2012-12-16T17:00:34 | box-upperright | Component | Air Separator AS-2 | -39.942 | 38.1655 | 4.9875 | Autodesk Revit 2013 - 20121003_2115(x64) | Autodesk.Revit.DB.FamilyInstance:OST_MechanicalEquipment:Geometry | n/a | 0 | 0 | 0
Pump HWP-1-point | rich.mitrenga@autodesk.com | 2012-12-16T17:00:34 | point | Component | Pump HWP-1 | -41.3865 | 38.1902 | 4.57 | Autodesk Revit 2013 - 20121003_2115(x64) | Autodesk.Revit.DB.FamilyInstance:OST_MechanicalEquipment:Geometry | n/a | 0 | 0 | 0
Pump HWP-1-box-lowerleft | rich.mitrenga@autodesk.com | 2012-12-16T17:00:34 | box-lowerleft | Component | Pump HWP-1 | -41.5965 | 38.0314 | 4.57 | Autodesk Revit 2013 - 20121003_2115(x64) | Autodesk.Revit.DB.FamilyInstance:OST_MechanicalEquipment:Geometry | n/a | 0 | 0 | 0
Pump HWP-1-box-upperright | rich.mitrenga@autodesk.com | 2012-12-16T17:00:34 | box-upperright | Component | Pump HWP-1 | -41.1765 | 38.3426 | 5.028 | Autodesk Revit 2013 - 20121003_2115(x64) | Autodesk.Revit.DB.FamilyInstance:OST_MechanicalEquipment:Geometry | n/a | 0 | 0 | 0
Pump HWP-2-point | rich.mitrenga@autodesk.com | 2012-12-16T17:00:34 | point | Component | Pump HWP-2 | -41.3865 | 37.8402 | 4.57 | Autodesk Revit 2013 - 20121003_2115(x64) | Autodesk.Revit.DB.FamilyInstance:OST_MechanicalEquipment:Geometry | n/a | 0 | 0 | 0
Pump HWP-2-box-lowerleft | rich.mitrenga@autodesk.com | 2012-12-16T17:00:34 | box-lowerleft | Component | Pump HWP-2 | -41.5965 | 37.6814 | 4.57 | Autodesk Revit 2013 - 20121003_2115(x64) | Autodesk.Revit.DB.FamilyInstance:OST_MechanicalEquipment:Geometry | n/a | 0 | 0 | 0
Pump HWP-2-box-upperright | rich.mitrenga@autodesk.com | 2012-12-16T17:00:34 | box-upperright | Component | Pump HWP-2 | -41.1765 | 37.9926 | 5.028 | Autodesk Revit 2013 - 20121003_2115(x64) | Autodesk.Revit.DB.FamilyInstance:OST_MechanicalEquipment:Geometry | n/a | 0 | 0 | 0
Pump CWP-1-point | rich.mitrenga@autodesk.com | 2012-12-16T17:00:34 | point | Component | Pump CWP-1 | -48.7 | 17.9908 | 0 | Autodesk Revit 2013 - 20121003_2115(x64) | Autodesk.Revit.DB.FamilyInstance:OST_MechanicalEquipment:Geometry | n/a | 0 | 0 | 0
Pump CWP-1-box-lowerleft | rich.mitrenga@autodesk.com | 2012-12-16T17:00:34 | box-lowerleft | Component | Pump CWP-1 | -48.91 | 17.8321 | 0 | Autodesk Revit 2013 - 20121003_2115(x64) | Autodesk.Revit.DB.FamilyInstance:OST_MechanicalEquipment:Geometry | n/a | 0 | 0 | 0
Pump CWP-1-box-upperright | rich.mitrenga@autodesk.com | 2012-12-16T17:00:34 | box-upperright | Component | Pump CWP-1 | -48.49 | 18.1432 | 0.45797 | Autodesk Revit 2013 - 20121003_2115(x64) | Autodesk.Revit.DB.FamilyInstance:OST_MechanicalEquipment:Geometry | n/a | 0 | 0 | 0
Pump CWP-2-point | rich.mitrenga@autodesk.com | 2012-12-16T17:00:34 | point | Component | Pump CWP-2 | -47.8 | 18.0646 | 0 | Autodesk Revit 2013 - 20121003_2115(x64) | Autodesk.Revit.DB.FamilyInstance:OST_MechanicalEquipment:Geometry | n/a | 0 | 0 | 0
Pump CWP-2-box-lowerleft | rich.mitrenga@autodesk.com | 2012-12-16T17:00:34 | box-lowerleft | Component | Pump CWP-2 | -48.01 | 17.9059 | 0 | Autodesk Revit 2013 - 20121003_2115(x64) | Autodesk.Revit.DB.FamilyInstance:OST_MechanicalEquipment:Geometry | n/a | 0 | 0 | 0
Pump CWP-2-box-upperright | rich.mitrenga@autodesk.com | 2012-12-16T17:00:34 | box-upperright | Component | Pump CWP-2 | -47.59 | 18.217 | 0.45797 | Autodesk Revit 2013 - 20121003_2115(x64) | Autodesk.Revit.DB.FamilyInstance:OST_MechanicalEquipment:Geometry | n/a | 0 | 0 | 0
Expansion Tank ET-2-point | rich.mitrenga@autodesk.com | 2012-12-17T06:18:59 | point | Component | Expansion Tank ET-2 | -42.0227 | 38.0197 | 4.57 | Autodesk Revit 2013 - 20121003_2115(x64) | Autodesk.Revit.DB.FamilyInstance:OST_MechanicalEquipment:Geometry | n/a | 0 | 0 | 0
Expansion Tank ET-2-box-lowerleft | rich.mitrenga@autodesk.com | 2012-12-17T06:18:59 | box-lowerleft | Component | Expansion Tank ET-2 | -42.3021 | 37.7419 | 4.57 | Autodesk Revit 2013 - 20121003_2115(x64) | Autodesk.Revit.DB.FamilyInstance:OST_MechanicalEquipment:Geometry | n/a | 0 | 0 | 0
Expansion Tank ET-2-box-upperright | rich.mitrenga@autodesk.com | 2012-12-17T06:18:59 | box-upperright | Component | Expansion Tank ET-2 | -41.7433 | 38.2976 | 5.7178 | Autodesk Revit 2013 - 20121003_2115(x64) | Autodesk.Revit.DB.FamilyInstance:OST_MechanicalEquipment:Geometry | n/a | 0 | 0 | 0
Expansion Tank ET-1-point | rich.mitrenga@autodesk.com | 2012-12-17T06:18:59 | point | Component | Expansion Tank ET-1 | -49.4 | 17.8896 | 0 | Autodesk Revit 2013 - 20121003_2115(x64) | Autodesk.Revit.DB.FamilyInstance:OST_MechanicalEquipment:Geometry | n/a | 0 | 0 | 0
Expansion Tank ET-1-box-lowerleft | rich.mitrenga@autodesk.com | 2012-12-17T06:18:59 | box-lowerleft | Component | Expansion Tank ET-1 | -49.6794 | 17.6117 | 0 | Autodesk Revit 2013 - 20121003_2115(x64) | Autodesk.Revit.DB.FamilyInstance:OST_MechanicalEquipment:Geometry | n/a | 0 | 0 | 0
Expansion Tank ET-1-box-upperright | rich.mitrenga@autodesk.com | 2012-12-17T06:18:59 | box-upperright | Component | Expansion Tank ET-1 | -49.1206 | 18.1675 | 1.1478 | Autodesk Revit 2013 - 20121003_2115(x64) | Autodesk.Revit.DB.FamilyInstance:OST_MechanicalEquipment:Geometry | n/a | 0 | 0 | 0

## PickLists
ApprovalBy | AreaUnit | AssetType | Category-Facility | Category-Space | Category-Element | Category-Product | Category-Role | CoordinateSheet | ConnectionType | CoordinateType | DocumentType | DurationUnit | FloorType | IssueCategory | IssueChance | IssueImpact | IssueRisk | JobStatusType | JobType | objAttribute | objAttributeType | objComponent | objConnection | objContact | objCoordinate | objDocument | objFacility | objFloor | objIssue | objJob | objProject | objResource | objSite | objSpace | objSpare | objSystem | objType | objWarranty | objZone | ResourceType | SheetType | SpareType | StageType | ZoneType | LinearUnit | VolumeUnit | CostUnit | AssemblyType | ImpactType | ImpactStage | ImpactUnit | objAssembly | objImpact
Owner Approval | squarefeet | Fixed | 11-11: Assembly Facilities | 13-11: Interaction Spaces | 21-21: Grade and Subgrade | 23-10: Site Products | 34-11: Management | Component | Control | point | Preconstruction Submittals | as required | Site | Change | Has Occurred | Very High | Very High | Not Yet Started | Adjustment | IfcPropertyObjectReference | BoundedValue | IfcBeam | IfcRelConnectsElements | IfcOrganization | IfcBoundingBox | IfcDocumentInformation | IfcBuilding | IfcBuildingStorey | IfcApproval | IfcProcedure | IfcProject | IfcConstructionProductResource | IfcSite | IfcSpace | IfcConstructionProductResource | IfcSystem | IfcActuatorType | Pset_Warranty | IfcZone | Labor | Attribute | Part | As Built | Circulation Zone | inches | cubicfeet | Dollars | Fixed | Cost | Production | currency | IfcRelAggregates | IfcPropertySet
Contractor Certified | squaremiles | Moveable | 11-11 11: Convention and Exhibition Facilities | 13-11 11: Gathering Spaces | 21-21 11: Clearing | 23-10 05: Ground Anchorages | 34-11 11: Executive Management | Floor | Flow | line-end-one | Shop Drawings | day | Floor | Claim | High | High | High | Started | Calibration | IfcPropertySingleValue | EnumeratedValue | IfcBuildingElementPart |  | IfcPerson | IfcCartesianPoint | IfcDocumentReference |  |  | Pset_Risk | IfcTask |  | IfcCrewResource |  |  | ifcConstraint |  | IfcAirTerminalBoxType |  |  | Material | Component | PartSet | Submitted | Lighting Zone | feet | cubicmeters | Euros | Optional | ClimateChange | Installation | kgCO2e
Information Only | squaremeters |  | 11-11 11 11: Convention Center | 13-11 11 11: Briefing Room | 21-21 11 11: Soil Stripping | 23-10 05 10: Retaining/Stabilizing Ground Anchors | 34-11 11 11: Chief Executive | Space | Return | line-end-two | Product Data | minute | Roof | Coordination | Moderate | Moderate | Moderate | Completed | Emergency |  | ListValue | IfcBuildingElementProxy |  | IfcPersonAndOrganization | [7 empty] | IfcLaborResource |  |  |  |  | IfcAirTerminalType |  |  | Tools | Connection | Lubricant | Approved | Fire Alarm Zone | miles |  |  | Included | PrimaryEnergyConsumption | Maintenance | MJ
| squarekilometers |  | 11-11 11 14: Exhibition Hall | 13-11 11 14: Seminar Room | 21-21 11 12: Clearing and Grubbing | 23-10 05 10 11: Components | 34-11 11 21: Vice President |  | Supply | box-lowerleft | Samples | month |  | Environmental | Low | Low | Low |  | Inspection |  | ReferenceValue | IfcChamferEdgeFeature | [14 empty] | IfcAirToAirHeatRecoveryType |  |  | Training | Coordinate | Other | Exact Requirement | Historical Preservation Zone | millimeters |  |  | Excluded |  | Replacement
|  |  | 11-11 11 17: Conference Facility | 13-11 11 17: Classroom | 21-21 11 13: Shrub and Tree Removal | 23-10 05 10 11 11: Anchor Heads | 34-11 11 31: Chairperson |  | Structural | box-upperright | Design Data | quarter |  | Function | Unknown | Unknown | Unknown |  | Operation |  | SetValue | IfcColumn | [14 empty] | IfcAlarmType |  |  |  | Document | Spare | Maximum Requirement | Occupancy Zone | meters |  |  | Layer |  | Use
|  |  | 11-11 11 21: Training Center | 13-11 11 19: Computer Lab | 21-21 11 14: Shrub and Tree Relocation | 23-10 05 10 11 12: Tendons | 34-11 11 41: Board Member |  |  |  | Test Reports | week |  | IndoorAirQuality |  |  |  |  | PM |  | SingleValue | IfcCovering | [14 empty] | IfcBeamType |  |  |  | Facility | SpareSet | Minimum Requirement | Ventilation Zone | kilometers |  |  | Patch |  | Reuse
|  |  | 11-11 11 99: Other Convention and Exhibition Facilities | 13-11 11 21: Assembly Hall | 21-21 11 15: Tree Trimming | 23-10 05 10 14: Grouted Anchors | 34-11 11 51: Partner |  |  |  | Certificates | year |  | Installation |  |  |  |  | Safety |  | TableValue | IfcCurtainWall | [14 empty] | IfcBoilerType |  |  |  | Floor |  | Requirement |  |  |  |  | Mix
|  |  | 11-11 21: Entertainment Facilities | 13-11 11 24: Information Counter | 21-21 11 16: De-Watering | 23-10 05 10 17: Plate Anchors | 34-11 21: Middle-Management |  |  |  | Manufacturer Instructions |  |  | RFI |  |  |  |  | ShutDown |  |  | IfcDiscreteAccessory | [14 empty] | IfcBuildingElementProxyType |  |  |  | Issue
|  |  | 11-11 21 11: Cinema | 13-11 11 27: Social Room | 21-21 11 16 11: Excavation De-watering | 23-10 05 10 21: Rock Bolts: Rock Anchors | 34-11 21 11: Supervisor |  |  |  | Manufacturer Field Reports |  |  | Safety |  |  |  |  | StartUp |  |  | IfcDistributionChamberElement | [14 empty] | IfcCableCarrierFittingType |  |  |  | Job
|  |  | 11-11 21 14: Broadcasting Facility | 13-11 11 31: Reception Space | 21-21 11 16 21: Site Drainage During Work | 23-10 05 10 24: Anchor Tiebacks | 34-11 21 21: Coordinator |  |  |  | Operation and Maintenance |  |  | Specification |  |  |  |  | Testing |  |  | IfcDistributionControlElement | [14 empty] | IfcCableCarrierSegmentType |  |  |  | Resource
|  |  | 11-11 21 17: Performing Arts Facility | 13-11 11 99: Other Gathering Spaces | 21-21 31: Grading | 23-10 05 20: Earth Reinforcement Anchors | 34-11 21 31: Trainer |  |  |  | Closeout Submittals | [7 empty] | Trouble |  |  | IfcDistributionElement | [14 empty] | IfcCableSegmentType |  |  |  | Space
|  |  | 11-11 21 21: Casino | 13-11 17: Performance Spaces | 21-21 31 11: Rough Grading | 23-10 05 20 11: Soil Nails | 34-21: Planning Roles |  |  |  | Contract Drawings | [10 empty] | IfcDistributionFlowElement | [14 empty] | IfcChillerType |  |  |  | Spare
|  |  | 11-11 21 24: Race Tracks | 13-11 17 11 : General Performance Spaces | 21-21 31 12: Contour Grading | 23-10 05 99: Other Ground Anchorages | 34-21 11: Developer |  |  |  | Design Review Comment | [10 empty] | IfcDoor | [14 empty] | IfcCoilType |  |  |  | System
|  |  | 11-11 21 24 11: Horse Racing Track | 13-11 17 11 11: Acting Stage | 21-21 51: Excavation | 23-10 10: Ground Improvement Products | 34-21 14: Owner |  |  |  | Specifications | [10 empty] | IfcElectricalElement | [14 empty] | IfcColumnType |  |  |  | Type
|  |  | 11-11 21 24 14: Dog Racing Track | 13-11 17 11 15: Lectern | 21-21 51 11: Site Excavation | 23-10 10 11: Soil Stabilization | 34-21 17: Planner |  |  |  | Request for Information | [10 empty] | IfcElectricDistributionPoint | [14 empty] | IfcCompressorType |  |  |  | Zone
|  |  | 11-11 21 24 17: Automobile Race Track | 13-11 17 11 17: Orchestra Pit | 21-21 51 21: Foundation Excavation | 23-10 10 11 10: Injectable Chemicals | 34-21 21: Cost Estimator |  |  |  | Client Requirements | [10 empty] | IfcElementAssembly | [14 empty] | IfcCondenserType
|  |  | 11-11 21 27: Arena | 13-11 17 11 21: Choir Loft | 21-21 51 31: Basement / Crawl Space Excavation | 23-10 10 11 20: Pressure Grouting | 34-21 24: Scheduler |  |  |  | Contract Specifications | [10 empty] | IfcEnergyConversionDevice | [14 empty] | IfcControllerType
|  |  | 11-11 21 31: Discotheque | 13-11 17 11 24: Performance Rehearsal Space | 21-21 51 41: Tunneling/Burrowing | 23-10 10 11 30: Ground Freezing | 34-21 27: Contract Administrator |  |  |  | Contract Drawings | [10 empty] | IfcEquipmentElement | [14 empty] | IfcCooledBeamType
|  |  | 11-11 21 99: Other Entertainment Facilities | 13-11 17 11 27: Sound Stage | 21-21 71: Backfilling | 23-10 10 11 40: Soil Stabilization Fills | 34-25: Design Roles |  |  |  | Requests for Information | [10 empty] | IfcFastener | [14 empty] | IfcCoolingTowerType
|  |  | 11-12: Learning Facilities | 13-11 17 11 31: Production Stage | 21-21 71 11: Fill Material | 23-10 10 11 40 41: Fill Blocks | 34-25 11: Space Designer |  |  |  | Contract Modifications | [10 empty] | IfcFlowController | [14 empty] | IfcCurtainWallType
|  |  | 11-12 11: Daycare and Preschool Facilities | 13-11 17 11 34: Performance Hall | 21-21 71 21: Stabilized Material | 23-10 10 11 40 42: Compressible Fill | 34-25 11 11: Interior Designer |  |  |  | Punch List Items | [10 empty] | IfcFlowFitting | [14 empty] | IfcDamperType
|  |  | 11-12 11 11: Daycare Facility | 13-11 17 11 37: Auditorium | 21-31: Site Finishes | 23-10 10 11 50: Other Soil Stabilizations | 34-25 11 14: Lighting Designer | [14 empty] | IfcFlowMovingDevice | [14 empty] | IfcDiscreteAccessoryType
|  |  | 11-12 11 14: Preschool Facility | 13-11 17 11 99: Other General Performance Spaces | 21-31 11: Contouring and Shaping | 23-10 10 12: Land/Field Drainage | 34-25 11 17: Space Planner | [14 empty] | IfcFlowSegment | [14 empty] | IfcDistributionChamberElementType
|  |  | 11-12 11 17: Proprietary Preschool Facility | 13-11 17 14: Audience Spaces | 21-31 11 11: Landscaping | 23-10 10 12 10: Piped Drainage | 34-25 21: Architect | [14 empty] | IfcFlowStorageDevice | [14 empty] | IfcDistributionElementType
|  |  | 11-12 11 99: Other Daycare and Preschool Facilities | 13-11 17 14 11: Pre-function Lobby | 21-31 11 13: Embankments | 23-10 10 12 10 11: Land Drainage Pipes | 34-25 31: Engineer | [14 empty] | IfcFlowTerminal | [14 empty] | IfcDoorStyle
|  |  | 11-12 21: K through 12 Learning Facilities | 13-11 17 14 21: Seating Section | 21-31 11 13 11: Soil Embankment | 23-10 10 12 20: Drainage Blocks | 34-25 41: Specifier | [14 empty] | IfcFlowTreatmentDevice | [14 empty] | IfcDuctFittingType
|  |  | 11-12 21 11: Kindergarten | 13-11 17 14 24: Seating | 21-31 11 13 21: Granular Embankment | 23-10 10 12 30: Geocomposite Drains | 34-31: Procurement Roles | [14 empty] | IfcFooting | [14 empty] | IfcDuctSegmentType
|  |  | 11-12 21 14: Elementary School | 13-11 17 14 27: Seating Aisle | 21-31 11 13 31: Armoring | 23-10 10 12 30 31: Geocomposite Edge Drains | 34-31 11: Manufacturer | [14 empty] | IfcFurnishingElement | [14 empty] | IfcDuctSilencerType
|  |  | 11-12 21 17: Primary School | 13-11 17 14 31: Bleacher | 21-31 11 13 41: Earth Dams | 23-10 10 12 30 32: Geocomposite In-Place Wall Drains | 34-31 21: Distributor | [14 empty] | IfcMechanicalFastener | [14 empty] | IfcElectricApplianceType
|  |  | 11-12 21 21: Middle School | 13-11 17 14 34: Viewing Room | 21-31 11 15: Soil Stabilization | 23-10 10 12 40: Geotextile Subsurface Drainage Filtration | 34-31 31: Product Representative | [14 empty] | IfcMember | [14 empty] | IfcElectricFlowStorageDeviceType
|  |  | 11-12 21 24: Junior High School | 13-11 17 21: Supporting Performance Spaces | 21-31 11 15 11: Soil and Binder Mix | 23-10 10 99: Other Ground Improvement Products | 34-31 41: Buyer | [14 empty] | IfcOpeningElement | [14 empty] | IfcElectricGeneratorType
|  |  | 11-12 21 27: Secondary School | 13-11 17 21 11: Projection Booth | 21-31 11 15 21: Granular and Binder Mix | 23-10 15: Sheeting and Revetments | 34-35: Execution Roles | [14 empty] | IfcPile | [14 empty] | IfcElectricHeaterType
|  |  | 11-12 21 31: High School | 13-11 17 21 14: Catwalk | 21-31 11 17: Erosion Control | 23-10 15 11: Geosynthetics | 34-35 11: Surveyor | [14 empty] | IfcPlate | [14 empty] | IfcElectricMotorType
|  |  | 11-12 21 34: Magnet School | 13-11 17 21 17: Stage Wings | 21-31 11 17 11: Slope Protection | 23-10 15 11 10: Geotextiles | 34-35 14: Contractor | [14 empty] | IfcProjectionElement | [14 empty] | IfcElectricTimeControlType
|  |  | 11-12 21 37: Charter School | 13-11 17 21 99: Other Supporting Performance Spaces | 21-31 11 17 21: Shoreline Protection | 23-10 15 11 20: Geogrids | 34-35 17: Sub Contractor | [14 empty] | IfcRailing | [14 empty] | IfcEvaporativeCoolerType
|  |  | 11-12 21 99: Other K through 12 Learning Facilities | 13-11 19: Food and Beverage Spaces | 21-31 11 17 31: Scour Protection | 23-10 15 11 30: Geomembranes | 34-35 21: Tradesperson | [14 empty] | IfcRamp | [14 empty] | IfcEvaporatorType
|  |  | 11-12 24: Higher Education Facilities | 13-11 19 11: Cooking Spaces | 21-31 11 17 41: Water Channel Lining | 23-10 15 11 40: Geocomposites | 34-35 21 11: Equipment Operator | [14 empty] | IfcRampFlight | [14 empty] | IfcFanType
|  |  | 11-12 24 11: University | 13-11 19 11 11: Kitchen | 21-31 11 17 51: Shoreline Breakwater | 23-10 15 11 50: Mulch Control Netting | 34-35 21 14: Laborer | [14 empty] | IfcReinforcingBar | [14 empty] | IfcFastenerType
|  |  | 11-12 24 13: Business School | 13-11 19 11 14: Preparation | 21-31 11 19: Dredging | 23-10 15 11 60: Synthetic Erosion Control | 34-35 21 14 11: Skilled Laborer | [14 empty] | IfcRoof | [14 empty] | IfcFilterType
|  |  | 11-12 24 14: Science College | 13-11 19 11 17: Cooking | 21-31 11 19 11: Deep Water Dredging | 23-10 15 11 70: Re-vegetation Mats | 34-35 21 14 11 11: Master Craftsperson | [14 empty] | IfcRoundedEdgeFeature | [14 empty] | IfcFireSuppressionTerminalType
|  |  | 11-12 24 17: Agricultural School | 13-11 19 11 21: Device Cleaning | 21-31 11 19 21: Water Channel Excavation | 23-10 15 11 80: Turf Reinforcement Mats | 34-35 21 14 11 14: Journeyman | [14 empty] | IfcSlab | [14 empty] | IfcFlowInstrumentType
|  |  | 11-12 24 21: Art School | 13-11 19 11 99: Other Cooking Spaces | 21-31 11 19 31: Canal Excavation | 23-10 15 14: Revetments | 34-35 21 14 11 17: Apprentice | [14 empty] | IfcStair | [14 empty] | IfcFlowMeterType
|  |  | 11-12 24 24: Vocational College | 13-11 19 21: Dining and Drinking Spaces | 21-31 11 19 41: Wetland Mitigation | 23-10 15 14 10: Soil Blankets | 34-35 21 14 14: Unskilled Laborer | [14 empty] | IfcStairFlight | [14 empty] | IfcFurnishingElementType
|  |  | 11-12 24 27: Human Arts College | 13-11 19 21 11: Dining Room | 21-31 11 27: Land Reclamation | 23-10 15 14 20: Pool/Trench Revetments | 34-35 41: Inspector | [14 empty] | IfcTendonAnchor | [14 empty] | IfcFurnitureType
|  |  | 11-12 24 31: Military Academy | 13-11 19 21 14: Banquet Hall | 21-31 31: Traffic Surfacing | 23-10 15 14 30: Rock Lining | 34-35 41 11: Code Inspector | [14 empty] | IfcTransportElement | [14 empty] | IfcGasTerminalType
|  |  | 11-12 24 34: Professional College | 13-11 19 21 21: Food Court | 21-31 31 11: Vehicular Pavement | 23-10 15 14 40: Riprap | 34-35 41 14: Safety Inspector | [14 empty] | IfcWall | [14 empty] | IfcHeatExchangerType
|  |  | 11-12 24 99: Other Higher Education Facilities | 13-11 19 21 26: Snack Bar | 21-31 31 13: Pedestrian Pavement | 23-10 15 17: Slope Paving | 34-41: Utilization Roles | [14 empty] | IfcWallStandardCase | [14 empty] | IfcHumidifierType
|  |  | 11-12 27: Research Facilities | 13-11 19 21 31: Salad Bar | 21-31 51: Exterior Improvements | 23-10 20: Retention Structures | 34-41 11: Facility Manager | [14 empty] | IfcWindow | [14 empty] | IfcJunctionBoxType
|  |  | 11-12 27 11: Biomedical Research Facility | 13-11 19 21 34: Liquor Bar | 21-31 51 11: Irrigation Network | 23-10 20 11: Sheet Piles | 34-41 21: Facility Maintenance | [29 empty] | IfcLampType
|  |  | 11-12 27 14: Chemical Research Facility | 13-11 19 21 41: Beverage Station | 21-31 51 13: Fences and Gates | 23-10 20 14: Retaining Walls | 34-41 21 11: Facility Engineer | [29 empty] | IfcLightFixtureType
|  |  | 11-12 27 21: Computing Research Facility | 13-11 19 21 44: Table Bussing Station | 21-31 51 15: Retaining Walls | 23-10 20 14 10: Diaphragm Walls | 34-41 21 14: Maintenance Manager | [29 empty] | IfcMechanicalFastenerType
|  |  | 11-12 27 24: Engineering Research Facility | 13-11 19 21 47: Serving Station | 21-31 51 17: Fountains | 23-10 20 14 10 11: Slurry Wall Membranes | 34-41 31: Facility Services | [29 empty] | IfcMemberType
|  |  | 11-12 27 31: Life Sciences Research Facility | 13-11 19 21 49: Dining Hall | 21-31 51 19: Screening Devices | 23-10 20 14 20: Continuous Retaining Walls | 34-41 31 11: Janitor | [29 empty] | IfcMotorConnectionType
|  |  | 11-12 27 34: High Hazard Research Facility | 13-11 19 21 51: Tray Return Space | 21-31 51 21: Noise Walls | 23-10 20 14 30: Crib Walls | 34-41 31 14: Window Washer | [29 empty] | IfcOutletType
|  |  | 11-12 27 37: Containment Facility | 13-11 19 21 54: Food Discard Station | 21-31 51 23: Horizontal Moving Walks | 23-10 20 17: Gabions | 34-55: Support Roles | [29 empty] | IfcPipeFittingType
|  |  | 11-12 27 41: Nanotechnology Research Facility | 13-11 19 21 99: Other Dining and Drinking Spaces | 21-31 71: Exterior Amenities | 23-10 20 21: Fascines | 34-55 11: Administrative Support Staff | [29 empty] | IfcPipeSegmentType
|  |  | 11-12 27 44: Electronics Research Facility | 13-11 21: Meeting Spaces | 21-31 71 11: Markers and Monuments | 23-10 25: Slide and Avalanche Protection | 34-55 11 11: Administrative Assistant | [29 empty] | IfcPlateType
|  |  | 11-12 27 99: Other Research Facilities | 13-11 21 11: Meeting Room | 21-31 71 12: Shelters | 23-15: Utility and Transportation Construction Products | 34-55 11 14: Receptionist | [29 empty] | IfcProtectiveDeviceType
|  |  | 11-13: Public Service Facilities | 13-11 21 14: Council Chambers | 21-31 71 13: Signage | 23-15 05: Tunnels and Bridges | 34-55 11 17: Records Management Staff | [29 empty] | IfcPumpType
|  |  | 11-13 11: Government Facilities | 13-11 21 17: Conference Room | 21-31 71 14: Paving Appurtenances | 23-15 05 11: Tunnels | 34-55 11 21: Intern | [29 empty] | IfcRailingType
|  |  | 11-13 11 11: Administrative Government Facility | 13-11 21 21: Press Conference Room | 21-31 71 15: Safety Barriers | 23-15 05 11 10: Tunnel Shafts | 34-55 14: Professional Support Staff | [29 empty] | IfcRampFlightType
|  |  | 11-13 11 14: Regulatory Agency Facility | 13-11 21 27: Community Room | 21-31 71 16: Exterior Furnishings | 23-15 05 11 20: Tunnel Segments | 34-55 14 11: Consultant | [29 empty] | IfcSanitaryTerminalType
|  |  | 11-13 11 17: Courthouse | 13-11 21 31: War Room | 21-31 81: Exterior Facilities | 23-15 05 11 30: Tunnel Linings | 34-55 14 14: Librarian | [29 empty] | IfcSensorType
|  |  | 11-13 11 21: Legislative Facility | 13-11 21 37: Interrogation Space | 21-31 81 11: Pre-Engineered Structures | 23-15 05 11 40: Tunnel Grouting | 34-55 14 17: Draftsperson | [29 empty] | IfcSlabType
|  |  | 11-13 11 24: Police Station | 13-11 21 41: Interview Room | 21-31 81 12: Indoor Systems Buildings | 23-15 05 11 40 11: Earth Stabilization Chemical Grouting | 34-55 14 21: Accountant | [29 empty] | IfcStackTerminalType
|  |  | 11-13 11 27: Post Office | 13-11 21 57: Consultation Room | 21-31 81 13: Special Purpose Buildings | 23-15 05 11 40 14: Rock Seam Pressure Grouting | 34-55 14 24: Lawyer | [29 empty] | IfcStairFlightType
|  |  | 11-13 11 31: Fire Station | 13-11 21 99: Other Meeting Spaces | 21-31 81 14: Building Modules | 23-15 05 11 40 17: Tunnel Liner Grouting | 34-55 99: Other Support Roles | [29 empty] | IfcSwitchingDeviceType
|  |  | 11-13 11 33: Detention Centers | 13-15: Work Spaces | 21-31 81 15: Integrated Assemblies | 23-15 05 11 50: Microtunneling | 34-61: Groups | [29 empty] | IfcSystemFurnitureElementType
|  |  | 11-13 11 33 11: Prison | 13-15 11: Creative: Study: and Administrative Spaces | 21-41: Structure | 23-15 05 14: Bridges | 34-61 11: Team | [29 empty] | IfcTankType
|  |  | 11-13 11 33 14: Jail | 13-15 11 11: Creative Spaces | 21-41 11: Substructure | 23-15 05 14 05: Prefabricated Bridges | 34-61 21: Board | [29 empty] | IfcTransformerType
|  |  | 11-13 11 34: Embassy | 13-15 11 11 11: Recording Studio | 21-41 11 11: Foundations | 23-15 05 14 10: Bridge Beams | 34-61 31: Committee | [29 empty] | IfcTransportElementType d
|  |  | 11-13 11 99: Other Government Facilities | 13-15 11 11 14: Artists Studio | 21-41 11 11 11: Shallow Foundations | 23-15 05 14 20: Bridge Trusses | 34-61 31 11: Task Team | [29 empty] | IfcTubeBundleType
|  |  | 11-13 21: Military Facilities | 13-15 11 11 17: Audiovisual Editing Space | 21-41 11 11 21: Deep Foundations | 23-15 05 14 30: Bridge Cable | 34-61 31 21: Ad Hoc Committee | [29 empty] | IfcUnitaryEquipmentType
|  |  | 11-13 21 11: Military Headquarters | 13-15 11 11 21: Printing Room | 21-41 11 11 41: Raft-slab foundations | 23-15 05 14 40: Bridge Bearings | 34-65: Organizations | [29 empty] | IfcValveType
|  |  | 11-13 21 12: Administrative Military Facility | 13-15 11 24: Study Spaces | 21-41 11 11 61: Excavation stabilizing | 23-15 05 14 40 11: Fixed | 34-65 11: Business Organizations | [29 empty] | IfcVibrationIsolatorType
|  |  | 11-13 21 14: Military Training Facility | 13-15 11 24 11: Laboratory | 21-41 11 13: Foundation Stabilization | 23-15 05 14 40 14: Expansion | 34-65 11 11: Corporation | [29 empty] | IfcWallType
|  |  | 11-13 21 17: Military Research Facility | 13-15 11 24 27: Study Room | 21-41 11 13 11: Underpinning | 23-15 05 14 40 17: Multi-Rotational | 34-65 11 14: Partnership | [29 empty] | IfcWasteTerminalType
|  |  | 11-13 21 21: Military Base | 13-15 11 24 31: Reading Room | 21-41 11 15: Basements | 23-15 05 14 50: Movable Mechanism | 34-65 11 17: Sole Proprietorship | [29 empty] | IfcWindowStyle
|  |  | 11-12 21 24: Military Field Facility | 13-15 11 34: Administrative Spaces | 21-41 11 15 11: Subgrade Walls | 23-15 05 14 60: Bridge Decking | 34-65 11 21: Joint Venture | [29 empty] | IfcWindowStyle
|  |  | 11-13 21 99: Other Military Facilities | 13-15 11 34 11: Office | 21-41 11 17: Floors on Grade | 23-15 05 14 70: Bridge Drainage | 34-65 21: Nonprofit Organizations
|  |  | 11-13 24: Health Facilities | 13-15 11 34 14: Office Cubicle | 21-41 11 17 11: Floors Slabs-On-Grade | 23-15 05 14 80: Bridge Safety Barriers | 34-65 21 11: Association
|  |  | 11-13 24 11: Hospital | 13-15 11 34 17: Open Office Space | 21-41 11 17 21: Structural Floors-On-Grade | 23-15 05 14 80 11: Shock Absorbers | 34-65 21 14: Foundation
|  |  | 11-13 24 14: Clinic | 13-15 11 34 21: Mail Room | 21-41 11 17 31: Pits | 23-15 05 14 80 14: Bridge Parapets | 34-65 21 17: Union
|  |  | 11-13 24 17: Rehabilitation Facility | 13-15 11 34 24: Sorting Room | 21-41 11 17 41: Trenches | 23-15 05 14 80 17: Bridge Railings
|  |  | 11-13 24 21: Geriatric Facility | 13-15 11 34 27: Copy Room | 21-41 11 17 51: Formed Drains | 23-15 05 14 90: Expansion Joints
|  |  | 11-13 24 24: Psychiatric Facility | 13-15 11 34 41: Judiciary Spaces | 21-41 11 19: Cofferdams | 23-15 05 14 90 11: Bridge Expansion Joint Assemblies
|  |  | 11-13 24 27: Maternity Facility | 13-15 11 34 41 14: Court Room | 21-41 11 19 11: Sheeting | 23-15 10: Pavements
|  |  | 11-13 24 31: Animal Healthcare Facility | 13-15 11 34 41 17: Jury Box | 21-41 11 19 21: Sealing | 23-15 10 11: Roadways and Runways
|  |  | 11-13 24 99: Other Health Facilities | 13-15 11 34 41 19: Jury Room | 21-41 11 21: Water Control | 23-15 10 11 11: Complete Roadway and Runways
|  |  | 11-13 27: Public Welfare Facilities | 13-15 11 34 41 21: Judges Bench | 21-41 11 21 31: Dewatering | 23-15 10 11 11 11: Portable Roadways
|  |  | 11-13 27 11: Homeless Shelter | 13-15 11 34 41 23: Judges Chambers | 21-41 11 21 41: Underwater Excavation | 23-15 10 11 11 14: Helicopter Landing Pads
|  |  | 11-13 27 14: Food Bank | 13-15 11 34 41 24: Witness Stand | 21-41 11 23: Roadbed | 23-15 10 11 14: Roadway and Runway Surfacing
|  |  | 11-13 27 99: Other Public Welfare Facilities | 13-15 11 34 41 27: Hearing Room | 21-41 11 23 11: Re-conditioning | 23-15 10 11 14 11: Antiskid Texturing
|  |  | 11-13 31: Death Facilities | 13-15 11 99: Other Creative: Study: and Administrative Spaces | 21-41 11 23 21: Subgrade modification | 23-15 10 11 14 14: Paving Blocks: Slabs
|  |  | 11-13 31 11: Funeral Home | 13-15 21: Production: Fabrication: and Maintenance Spaces | 21-41 11 23 31: Foundation Stabilizing | 23-15 10 11 14 14 11: Unit Pavers
|  |  | 11-13 31 14: Cremation Facility | 13-15 21 11: Production Spaces | 21-41 11 23 41: Rock Fill and Surfacing | 23-15 10 11 14 14 11 11: Asphalt Block Pavers
|  |  | 11-13 31 17: Cemetery | 13-15 21 11 11: Manufacturing Space | 21-41 11 26: Bridge Substructure | 23-15 10 11 14 14 11 14: Brick Pavers
|  |  | 11-13 31 99: Other Death Facilities | 13-15 21 11 21: Clean Room | 21-41 11 26 11: Foundations | 23-15 10 11 14 14 11 17: Interlocking Precast Concrete Pavers
|  |  | 11-14: Cultural Facilities | 13-15 21 11 24: Processing Room | 21-41 11 26 21: Piers | 23-15 10 11 14 14 11 21: Precast Concrete Pavers
|  |  | 11-14 11: Libraries | 13-15 21 11 27: Material Handling Area | 21-41 11 26 31: Abutments | 23-15 10 11 14 14 11 24: Pressed Pavers
|  |  | 11-14 11 11: General Purpose Library | 13-15 21 11 31: Batching Space | 21-41 11 27: Tunnels | 23-15 10 11 14 14 11 27: Stone Pavers
|  |  | 11-14 11 14: Childrens Library | 13-15 21 11 34: Parts Assembly Space | 21-41 11 27 11: Vehicle Tunnels | 23-15 10 11 14 17: Continuous Surface Pavings
|  |  | 11-14 11 17: Special Library | 13-15 21 11 51: Containment Room | 21-41 11 27 21: Pedestrian Tunnels | 23-15 10 11 17: Roadway and Runway Drainage
|  |  | 11-14 11 21: Academic Library | 13-15 21 11 54: Product Testing Space | 21-41 11 27 31: Train Tunnels | 23-15 10 11 17 11: Culverts
|  |  | 11-14 11 99: Other Libraries | 13-15 21 11 61: Product Inspection Space | 21-41 11 27 41: Utility Tunnels | 23-15 10 11 17 11 11: Pipe Culverts
|  |  | 11-14 21: Museums | 13-15 21 11 64: Production Observation Space | 21-41 11 27 51: Shafts | 23-15 10 11 17 11 11 11: Metal Pipe - Arch Culverts
|  |  | 11-14 21 11: Art Museum | 13-15 21 14: Fabrication Spaces | 21-41 31: Superstructure and Enclosure | 23-15 10 11 17 11 14: Concrete Culverts
|  |  | 11-14 21 14: History Museum | 13-15 21 14 11: Workbench | 21-41 31 11: Floor Construction | 23-15 10 11 17 11 14 11: Concrete Arch Buried Bridge
|  |  | 11-14 21 17: Science and Technology Museum | 13-15 21 14 14: Crafting Space | 21-41 31 11 11: Supported Basement Floors | 23-15 10 11 17 11 14 14: Concrete Arch Culverts
|  |  | 11-14 21 21: Childrens Museum | 13-15 21 14 17: Dark Room | 21-41 31 11 21: Structural Floors | 23-15 10 11 17 11 14 17: Concrete Box Culverts
|  |  | 11-14 21 24: Special Purpose Museum | 13-15 21 14 44: Mock-up Space | 21-41 31 11 31: Vertical Shaft Structure | 23-15 10 11 17 11 14 21: Concrete Rigid Frame Culverts
|  |  | 11-14 21 99: Other Museums | 13-15 21 17: Maintenance Spaces | 21-41 31 11 41: Balconies | 23-15 10 11 17 14: Catch Basins
|  |  | 11-14 24: Religious Facilities | 13-15 21 17 11: Maintenance Closet | 21-41 31 11 51: Mezzanines | 23-15 10 11 17 17: Channels
|  |  | 11-14 24 11: Local Religious Facility | 13-15 21 17 14: Repair Bench | 21-41 31 11 61: Ramps | 23-15 10 11 17 21: Cleanouts
|  |  | 11-14 24 14: Regional Religious Facility | 13-15 21 17 17: Diagnostic Space | 21-41 31 13: Stairs and Ladders | 23-15 10 11 21: Traffic Safety Barriers and Protections
|  |  | 11-14 24 17: National or International Religious Center | 13-15 21 17 21: Vehicle Maintenance Space | 21-41 31 13 11: Stairs | 23-15 10 11 21 11: Safety Barriers
|  |  | 11-14 24 21: Religious Pilgrimage Site | 13-15 21 99: Other Production and Fabrication Spaces | 21-41 31 13 21: Landings | 23-15 10 11 21 11 11: Crash Barriers ( including Impact Attenuating Devices)
|  |  | 11-14 24 24: Religious Retreat | 13-15 31: Operating and Controlling Spaces | 21-41 31 13 31: Fire Escapes | 23-15 10 11 21 11 14: Median Barriers
|  |  | 11-14 24 27: Specialized Religious Center | 13-15 31 11: Control Room | 21-41 31 13 41: Ladders | 23-15 10 11 21 11 17: Guardrails
|  |  | 11-14 24 99: Other Religious Facilities | 13-15 31 14: Pilot Cockpit | 21-41 31 15: Conveying Systems | 23-15 10 11 21 14: Noise Barriers
|  |  | 11-14 99: Other Cultural Facilities | 13-15 31 17: Drivers Seat | 21-41 31 15 11: Vertical Transportation | 23-15 10 11 21 17: Traffic Barriers
|  |  | 11-15: Recreation Facilities | 13-15 31 21: Ships Bridge | 21-41 31 15 21: Horizontal Transportation | 23-15 10 11 21 17 11: Delineators
|  |  | 11-15 11: Outdoor Recreation Facilities | 13-15 31 99: Other Operating and Controlling Spaces | 21-41 31 15 31: Sloped Transportation | 23-15 10 11 21 21: Traffic Control
|  |  | 11-15 11 11: Nature Preserve | 13-25: Commercial Spaces | 21-41 31 15 41: Materials Handling Containers | 23-15 10 11 21 21 11: Speed Bumps
|  |  | 11-15 11 14: Hunting Preserve | 13-25 11: Buying and Selling Spaces | 21-41 31 15 51: Turntables | 23-15 10 11 21 24: Curbs and Gutters
|  |  | 11-15 11 21: Fishing Preserve | 13-25 11 11: General Retail Space | 21-41 31 15 61: Operable Scaffolding | 23-15 10 11 21 27: Cattle Guards
|  |  | 11-15 11 27: Target Range | 13-25 11 11 11: Merchandising Aisle | 21-41 31 17: Roof Construction | 23-15 10 14: Roadway Monitoring and Control
|  |  | 11-15 11 34: Outdoor Winter Sports Facilities | 13-25 11 11 14: Checkout Space | 21-41 31 17 11: Roof Framing | 23-15 10 14 11: Roadway Signage:
|  |  | 11-15 11 34 11: Ski Slope | 13-25 11 11 21: Display Space | 21-41 31 17 21: Sloped Roof Framing | 23-15 10 14 14: Roadway Markers
|  |  | 11-15 11 34 14: Outdoor Skating Rink | 13-25 11 11 34: Fitting Space | 21-41 31 17 31: Vaulted Roof Framing | 23-15 10 14 14 11: Roadway Surface Markings
|  |  | 11-15 11 34 17: Snowmobile Course | 13-25 11 14: Vending Machine Area | 21-41 31 17 41: Canopy Framing | 23-15 10 14 14 14: Roadway Reflectors
|  |  | 11-15 11 37: Golf Course | 13-25 11 24: Exhibit Hall | 21-41 31 17 51: Fabric Roof Framing | 23-15 10 14 14 17: Traffic Cones
|  |  | 11-15 11 38: Miniature Golf Course | 13-25 11 27: Showroom | 21-41 31 17 61: Dome Framing | 23-15 10 14 17: Traffic Signals
|  |  | 11-15 11 41: Outdoor Racquet Sports Facilities | 13-25 11 31: Demonstration Space | 21-41 31 17 71: Air Supported Framing | 23-15 10 14 21: Traffic Monitoring
|  |  | 11-15 11 41 11: Outdoor Tennis Facility | 13-25 11 37: Auction Room | 21-41 31 19: Bearing Wall Construction | 23-15 10 14 21 11: Roadway Mirrors
|  |  | 11-15 11 41 14: Outdoor Squash Facility | 13-25 11 99: Other Buying and Selling Spaces | 21-41 31 19 11: Tilt-up Concrete Wall Construction | 23-15 10 14 21 14: Cameras
|  |  | 11-15 11 41 17: Outdoor Racquetball Facility | 13-25 21: Trading Spaces | 21-41 31 19 21: Masonry Wall Construction | 23-15 10 14 21 17: Detectors and Sensors
|  |  | 11-15 11 44: Outdoor Water Recreation Facilities | 13-25 21 11: Trading Floor | 21-41 31 21: Bridge Construction | 23-15 10 14 24: Parking Controls
|  |  | 11-15 11 44 11: Outdoor Swimming Pool | 13-25 21 21: Negotiation Room | 21-41 31 21 11: Beams | 23-15 10 14 24 11: Parking Meters
|  |  | 11-15 11 44 14: Outdoor Water Park | 13-25 21 99: Other Trading Spaces | 21-41 31 21 21: Tied Arch | 23-15 10 14 24 14: Ticket Dispensers
|  |  | 11-15 11 47: Outdoor Team Sports Facilities | 13-25 31: Banking Spaces | 21-41 31 21 31: Suspension | 23-15 10 14 24 17: Coin Machine Units
|  |  | 11-15 11 47 11: Football Field | 13-25 31 11: Bank Teller Space | 21-41 31 21 41: Cable Stayed | 23-15 10 14 24 21: Key and Card Control Units
|  |  | 11-15 11 47 14: Soccer Field | 13-25 31 14: Automatic Teller Machine Space | 21-41 31 21 51: Trusses | 23-15 10 14 24 24: Parking Gates
|  |  | 11-15 11 47 17: Baseball or Softball Diamond | 13-25 31 17: Money and Valuables Vault | 21-41 31 21 61: Decks | 23-15 10 17: Aviation Monitoring and Control
|  |  | 11-15 11 47 21: Basketball Court | 13-31: Recreation Spaces | 21-41 31 21 71: Support Bearings | 23-15 10 17 11: Approach Indication Equipment
|  |  | 11-15 11 98: Outdoor Multipurpose Recreation Facility | 13-31 11: Non-Athletic Recreation Spaces | 21-41 31 21 81: Movable Mechanism | 23-15 10 17 14: Aviation Monitoring Equipment
|  |  | 11-15 11 99: Other Outdoor Recreation Facilities | 13-31 11 11: Park | 21-41 31 21 91: Expansion Control | 23-15 10 17 14 11: Aviation Windsocks
|  |  | 11-15 21: Indoor Recreation Facilities | 13-31 11 14: Pleasure Garden | 21-41 31 23: Dam Construction | 23-15 15: Railways or Funiculars
|  |  | 11-15 21 11: Indoor Team Court Facility | 13-31 11 17: Recreational Deck | 21-41 31 23 11: Gravity Dams | 23-15 15 11: Railways
|  |  | 11-15 21 14: Indoor Ice Skating Rink | 13-31 11 21: Playground | 21-41 31 23 21: Arch Dams | 23-15 15 11 11: Complete Railways
|  |  | 11-15 21 21: Indoor Water Recreation Facilities | 13-31 11 24: Game Room | 21-41 31 26: Tank and Silo Construction | 23-15 15 11 14: Railway Track Equipment
|  |  | 11-15 21 21 11: Indoor Swimming Pool | 13-31 11 27: Target Range | 21-41 31 26 11: Above-Grade Silo | 23-15 15 11 14 11: Ties
|  |  | 11-15 21 21 14: Indoor High Diving Facility | 13-31 11 31: Gambling Table | 21-41 31 26 21: Below-Grade Silo | 23-15 15 11 14 14: Rails
|  |  | 11-15 21 21 17: Indoor Water Park | 13-31 11 34: Amusement Ride | 21-41 31 26 31: Below-Grade Cistern/Tank | 23-15 15 11 17: Platform Components
|  |  | 11-15 21 24: Indoor Racquet Sports Facilities | 13-31 11 37: Parade Grounds | 21-41 31 27: Tower Superstructure Construction | 23-15 15 11 21: Electrification Equipment
|  |  | 11-15 21 24 11: Indoor Tennis Facility | 13-31 11 51: Computer-Aided Visual Environment | 21-41 31 27 11: Framed Towers | 23-15 15 14: Railway Monitoring and Control
|  |  | 11-15 21 24 14: Indoor Squash Facility | 13-31 11 99: Other Non-Athletic Recreation Spaces | 21-41 31 27 21: Pole Towers - Cable Stayed | 23-15 15 14 11: Railway Signals
|  |  | 11-15 21 24 17: Indoor Racquetball Facility | 13-31 21: Athletic Recreation Spaces | 21-41 51: Enclosure | 23-15 15 14 14: Railway Control Instrumentation
|  |  | 11-15 21 31: Indoor Individual Athletic Recreation Facilities | 13-31 21 11: Team Athletic Recreation Spaces | 21-41 51 11: Vertical Enclosure | 23-15 15 17: Funiculars (Cable Ways)
|  |  | 11-15 21 31 11: Fitness and Training Facility | 13-31 21 11 11: Baseball Field | 21-41 51 11 11: Exterior Walls | 23-15 15 17 11: Aerial Tramways
|  |  | 11-15 21 31 14: Martial Arts Facility | 13-31 21 11 14: Football Field | 21-41 51 11 21: Parapets | 23-15 15 17 14: Chair Lifts
|  |  | 11-15 21 31 17: Boxing Facility | 13-31 21 11 21: Soccer Field | 21-41 51 11 31: Retaining Walls | 23-15 15 17 17: Ski-Lifts
|  |  | 11-15 21 31 21: Gymnastics Facility | 13-31 21 14: Individual Athletic Recreation Spaces | 21-41 51 11 41: Balcony Walls and Railings | 23-15 20: Marine Construction (Waterways: Seaways)
|  |  | 11-15 21 37: Non-Athletic Indoor Recreation Facilities | 13-31 21 14 14: Tennis Court | 21-41 51 12: Moisture Proofing | 23-15 20 11: Navigation Facilities
|  |  | 11-15 21 37 11: Bowling Alley | 13-31 21 14 21: Golf Hole | 21-41 51 12 11: Damp-proofing Below Grade | 23-15 20 11 11: Components
|  |  | 11-15 21 37 14: Billiards Facility | 13-31 21 14 24: Skating Rink | 21-41 51 12 21: Waterproofing Below Grade | 23-15 20 11 11 11: Mooring Posts
|  |  | 11-15 21 37 17: Amusement Arcade | 13-31 21 14 27: Boxing Ring | 21-41 51 13: Vertical Openings | 23-15 20 11 11 14: Fenders
|  |  | 11-15 21 37 21: Social Club Facility | 13-31 21 14 31: Wrestling Mat | 21-41 51 13 11: Transparent Openings | 23-15 20 11 14: Canal Locks
|  |  | 11-15 21 98: Indoor Multipurpose Recreation Facility | 13-31 21 14 34: Diving Board | 21-41 51 13 21: Exterior Doors | 23-15 20 11 14 11: Lock Gates
|  |  | 11-15 21 99: Other Indoor Recreation Facilities | 13-31 21 14 37: Swimming Pool | 21-41 51 13 91: Other Vertical Openings | 23-15 20 11 14 11 11: Hydraulic Gates
|  |  | 11-16: Residences | 13-31 21 14 41: Bowling Lane | 21-41 51 15: Horizontal / Sloped Protection | 23-15 20 11 14 11 14: High-Pressure Gates
|  |  | 11-16 11 11: Single Family Residences | 13-31 21 14 44: Dart Throwing | 21-41 51 15 11: Steep Roofing | 23-15 20 11 14 11 17: Hinged-Leaf Gates
|  |  | 11-16 11 11: Studio Family Residence | 13-31 21 99: Other Athletic Recreation Spaces | 21-41 51 15 21: Membrane Roofing | 23-15 20 11 14 11 21: Radial Gates
|  |  | 11-16 11 14: One-Bedroom Family Residence | 13-31 31: Fitness Spaces | 21-41 51 15 31: Flashings | 23-15 20 11 14 11 24: Slide Gates
|  |  | 11-16 11 17: Multiple Bedroom Family Residence | 13-31 31 11: Exercise Space | 21-41 51 15 41: Waterproofing | 23-15 20 11 14 11 27: Sluice Gates
|  |  | 11-16 11 99: Other Single Family Residences | 13-31 31 14: Workout Station | 21-41 51 15 51: Traffic Coatings | 23-15 20 11 14 11 31: Spillway Crest Gates
|  |  | 11-16 21 16: Multiple Family Residences | 13-31 31 17: Aerobic Studio | 21-41 51 15 61: Drainage | 23-15 20 11 14 11 34: Vertical-Lift Gates
|  |  | 11-16 21 11: Duplex | 13-31 31 21: Training Space | 21-41 51 15 71: Roof Fittings | 23-15 20 11 14 14: Hydraulic Valves
|  |  | 11-16 21 14: Co-housing Multiple Family Residence | 13-31 31 21 11: Strength Training Space | 21-41 51 15 81: Soffits | 23-15 20 11 14 14 11: Butterfly Valves
|  |  | 11-16 21 17: Small Complex Multiple Family Residence | 13-31 31 99: Other Fitness Spaces | 21-41 51 17: Horizontal Openings | 23-15 20 11 14 14 14: Regulating Valves
|  |  | 11-16 21 21: Large Complex Multiple Family Residence | 13-41: Care Spaces | 21-41 51 17 11: Transparent Openings | 23-15 20 11 17: Piers and Docks
|  |  | 11-16 21 99: Other Multiple Family Residences | 13-41 11: Grooming Spaces | 21-41 51 17 21: Roof Hatches and Vents | 23-15 20 11 17 11: Floating Docks
|  |  | 11-16 24: Hotels | 13-41 11 11: Makeup Space | 21-41 51 18: Sloped Openings | 23-15 20 11 17 14: Loading Ramps
|  |  | 11-16 24 11: Urban Hotel | 13-41 11 13: Haircutting Space | 21-41 51 18 11: Roof Windows | 23-15 20 11 21: Pontoons
|  |  | 11-16 24 14: Motel | 13-41 11 14: Cleaning Spaces | 21-41 51 18 21: Inclined Roof Hatches and Vents | 23-15 20 11 24: Jetties
|  |  | 11-16 24 17: Bed and Breakfast | 13-41 11 14 11: Bathroom | 21-41 71: Interior | 23-15 20 14: Waterflow Controls
|  |  | 11-16 24 21: Residence Hotel | 13-41 11 14 14: Shower | 21-41 71 11: Interior Construction | 23-15 20 14 11: Reservoirs
|  |  | 11-16 24 24: Resort Hotel | 13-41 11 14 17: Toilet Space | 21-41 71 11 11: Fire Walls | 23-15 20 14 14: Dams: Dikes
|  |  | 11-16 24 99: Other Hotels | 13-41 11 14 21: Restroom | 21-41 71 11 21: Shaft Walls | 23-15 20 14 17: Weirs
|  |  | 11-16 27: Dormitories | 13-41 11 14 24: Scrub Space | 21-41 71 11 31: Interior Partitions | 23-15 20 14 21: Barrages
|  |  | 11-16 27 11: Single-Gender Dormitory | 13-41 11 14 27: Ablution Room | 21-41 71 11 41: Other Interior Construction | 23-15 20 14 24: Bifurcation Panels
|  |  | 11-16 27 14: Mixed-Gender Dormitory | 13-41 11 14 31: Mud Room | 21-41 71 12: Openings and Doors | 23-15 20 14 27: Manifolds
|  |  | 11-16 27 99: Other Dormitories | 13-41 11 14 34: Laundry Room | 21-41 71 12 11: Transparent Openings | 23-15 20 14 31: Penstocks and Sluice Gate
|  |  | 11-16 31: Special Care Residences | 13-41 11 41: Dressing Spaces | 21-41 71 12 21: Interior Doors | 23-15 20 14 34: Trashracks
|  |  | 11-16 31 11: Elderly Special Care Residence | 13-41 11 41 11: Dressing Room | 21-41 71 12 81: Railings | 23-15 20 17: Breakwater Products
|  |  | 11-16 31 14: Physical Disability Care Residence | 13-41 11 41 17: Gowning Space | 21-41 71 15: Interior Finishes | 23-15 20 17 11: Bulkheads
|  |  | 11-16 31 17: Behavioral Disability Care Residence | 13-41 41 99: Other Dressing Spaces | 21-41 71 15 11: Floor Finish | 23-15 20 17 14: Seawalls
|  |  | 11-16 31 99: Other Special Care Residences | 13-41 11 99: Other Grooming Spaces | 21-41 71 15 31: Wall Finish | 23-15 20 17 17: Moles and Breakwater
|  |  | 11-17: Commercial Facilities | 13-41 21: Child Care Spaces | 21-41 71 15 51: Ceiling Finish | 23-15 20 17 21: Groins
|  |  | 11-17 11: Offices | 13-41 21 11: Child Day Care Space | 21-41 71 15 11: Stair Finish | 23-15 20 21: Marine Monitoring and Control
|  |  | 11-17 11 11: Headquarters Office | 13-41 21 14: Play Room | 21-41 71 15 91: Tunnel and Subgrade Linings | 23-15 20 21 11: Navigation Signs
|  |  | 11-17 11 14: Regional Administrative Office | 13-41 31: Convalescing Spaces | 21-41 71 18: Interior Fittings | 23-15 20 21 14: Navigation Lights
|  |  | 11-17 11 17: Multi-tenant Office Building | 13-41 31 11: Patient Care Room | 21-41 71 18 11: Storage Fittings | 23-15 20 21 17: Navigation Monitoring Equipment
|  |  | 11-17 11 99: Other Offices | 13-41 31 14: Isolation Room | 21-41 71 18 31: Compartments and Cubicles | 23-15 30: Utility Distribution: Treatment: Disposal: and Monitoring
|  |  | 11-17 21: Exchanges and Markets | 13-41 31 17: Steam Room | 21-41 81: Signage | 23-15 30 11: Distribution Systems
|  |  | 11-17 21 11: Market | 13-41 31 21: Whirlpool Bath | 21-41 81 11: Way-finding Signage | 23-15 30 11 11: Cable Distribution Systems
|  |  | 11-17 21 14: Bank | 13-41 31 24: Sauna | 21-41 81 21: Door Signs | 23-15 30 11 11 11: Underground Ducts and Manholes
|  |  | 11-17 21 17: Stock Exchange | 13-41 31 99: Other Convalescing Spaces | 21-41 81 31: Wall Signs | 23-15 30 11 14: Piped Distribution and Disposal Systems
|  |  | 11-17 21 21: Auction House | 13-41 41: Healing Spaces | 21-41 81 11: Equipment Identification | 23-15 30 11 14 11: Supply Water Mains
|  |  | 11-17 21 99: Other Exchanges and Markets | 13-41 41 11: Treatment Room | 21-51: Facility Services | 23-15 30 11 14 14: Sewers and Drains
|  |  | 11-17 24: Retail Commercial Facilities | 13-41 41 14: Physical Examination Room | 21-51 11: Life Safety and Facility Protection | 23-15 30 11 14 17: Gas Pipelines
|  |  | 11-17 24 11: Department Store | 13-41 41 17: Recovery Room | 21-51 11 11: Fire and Smoke Detection and Alarm | 23-15 30 11 14 21: Oil Pipelines
|  |  | 11-17 24 14: Specialty Store | 13-41 41 21: Surgery Room | 21-51 11 15: Fire and Smoke Protection | 23-15 30 11 14 24: Other Piped Distribution
|  |  | 11-17 24 17: Grocery Store | 13-41 41 24: Rehabilitation Room | 21-51 11 21: Security Access | 23-15 30 14: Liquids Treatment Plant
|  |  | 11-17 24 21: Vehicle Dealership | 13-41 41 31: Scanning/Imaging Room | 21-51 11 26: Security Monitoring and Surveillance | 23-15 30 14 11: Supply Water Treatment Plant
|  |  | 11-17 24 24: Dining Establishments | 13-41 41 99: Other Healing Spaces | 21-51 31: Plumbing | 23-15 30 14 11 11: Supply and Treatment Pumps
|  |  | 11-17 24 99: Other Retail Commercial Facilities | 13-51: Resting Spaces | 21-51 31 11: Water for Single Facility | 23-15 30 14 11 11 11: Axial-Flow
|  |  | 11-17 27: Mixed-Commerce Facilities | 13-51 11: General Resting Spaces | 21-51 31 11 11: Water Supply | 23-15 30 14 11 11 14: Centrifugal
|  |  | 11-17 27 11: Commercial Malls | 13-51 11 11: Rest Area | 21-51 31 11 14: Plumbing Fixtures | 23-15 30 14 11 11 17: Turbine
|  |  | 11-17 27 14: Shopping Centers | 13-51 11 14: Rest Stop | 21-51 31 11 17: Domestic Water Distribution | 23-15 30 14 11 11 21: Packaged Units
|  |  | 11-17 27 99: Other Mixed-Commerce Facilities | 13-51 11 17: Rest Lounge | 21-51 31 14: Drainage for Single Facility | 23-15 30 14 11 14: Filter Plant
|  |  | 11-21: Production Facilities | 13-51 11 21: Break Room | 21-51 31 14 11: Septic Tank and Field Drainage | 23-15 30 14 11 14 11: Mixers and Flocculators
|  |  | 11-21 11: Manufacturing Facilities | 13-51 11 99: Other General Resting Spaces | 21-51 31 14 14: Sanitary Waste and Vent | 23-15 30 14 11 14 14: Clarifiers
|  |  | 11-21 11 11: Pharmaceutical or Biotechnology Manufacturing Facility | 13-51 21: Sleeping Spaces | 21-51 31 14 17: Facility Storm Water Drainage | 23-15 30 14 11 14 17: Aeration Equipment
|  |  | 11-21 11 14: Food Processing and Manufacturing Facility | 13-51 21 11: Bedroom | 21-51 31 14 21: Process Systems | 23-15 30 14 11 17: Desalination Plant
|  |  | 11-21 11 17: Beverage or Tobacco Manufacturing Facility | 13-51 21 14: Nursery | 21-51 51: Heating: Ventilating and Air Conditioning (HVAC) | 23-15 30 14 11 21: Chlorination Plant
|  |  | 11-21 11 21: Textile Manufacturing Facility | 13-51 21 17: Sleeping Loft | 21-51 51 12: Heating | 23-15 30 14 11 21 11: Chemical Feed Equipment
|  |  | 11-21 11 24: Leather and Allied Industry Manufacturing Facility | 13-51 21 21: Barracks Space | 21-51 51 12 11: Heat Generation for Single Facility | 23-15 30 14 11 21 14: Water Softening Equipment
|  |  | 11-21 11 27: Wood Product Manufacturing Facility | 13-51 21 24: Dormitory Room | 21-51 51 14: Cooling | 23-15 30 14 11 21 17: Disinfectant Feed Equipment
|  |  | 11-21 11 31: Paper Manufacturing Facility | 13-51 21 27: Hotel Residence Room | 21-51 51 14 11: Cooling Generation for Single Facility | 23-15 30 14 11 21 21: Fluoridation Equipment
|  |  | 11-21 11 34: Printing Facility | 13-51 21 99: Other Sleeping Spaces | 21-51 51 16: Air Distribution | 23-15 30 14 14: Oil Treatment: Refinery Plant
|  |  | 11-21 11 37: Petroleum or Coal Products Manufacturing Facility | 13-51 24: Living Spaces | 21-51 51 16 11: Ventilation | 23-15 30 17: Waste Water Treatment (Sewage Disposal) Plant
|  |  | 11-21 11 41: Chemical Manufacturing Facility | 13-51 24 11: General Residential Space | 21-51 51 18: HVAC Distribution | 23-15 30 17 11: Sewage and Sludge Pumps
|  |  | 11-21 11 44: Plastics or Rubber Manufacturing Facility | 13-51 31: Waiting Spaces | 21-51 51 18 11: Heating and Cooling Distribution for Single Facility | 23-15 30 17 11 11: Oil-Water Separators
|  |  | 11-21 11 47: Nonmetallic Mineral Product Manufacturing Facility | 13-51 31 11: Waiting Room | 21-51 61: Integrated Automation | 23-15 30 17 11 14: Packaged Pump Stations
|  |  | 11-21 11 51: Primary Metal Manufacturing Facility | 13-51 31 14: Queuing Space | 21-51 61 11: Integrated Automation Controls | 23-15 30 17 11 17: Sewage Ejectors
|  |  | 11-21 11 54: Fabricated Metal Product Manufacturing Facility | 13-51 31 17: Preparation Room | 21-51 61 13: Integrated Automation Monitoring | 23-15 30 17 14: Sewage Pumping Plant
|  |  | 11-21 11 57: Machinery Manufacturing Facility | 13-51 31 99: Other Waiting Spaces | 21-51 71: Electrical | 23-15 30 17 14 11: Packaged Pumping Stations
|  |  | 11-21 11 61: Computer or Electronics Manufacturing Facility | 13-61: Cultural Spaces | 21-51 71 11: Electrical Power | 23-15 30 17 14 14: Packaged Lift Stations
|  |  | 11-21 11 64: Electrical Equipment or Appliance Manufacturing Facility | 13-61 11: Worship Spaces | 21-51 71 11 11: Electric Energy Generation for Single Facility | 23-15 30 17 17: Grit Collecting Equipment
|  |  | 11-21 11 67: Transportation Manufacturing Facility | 13-61 11 11: Meditation Chapel | 21-51 71 11 14: Electric Service and Distribution for Single Facility | 23-15 30 17 21: Screening and Grinding Equipment
|  |  | 11-21 11 71: Furniture Manufacturing Facility | 13-61 11 14: Prayer | 21-51 71 11 17: Electric Conversion | 23-15 30 17 24: Sedimentation Tank Equipment
|  |  | 11-21 11 74: Light Manufacturing Facility | 13-61 11 21: Altar | 21-51 71 13: Electrical Distribution | 23-15 30 17 27: Scum Removal Equipment
|  |  | 11-21 11 99: Other Manufacturing Facilities | 13-61 11 24: Reflection Space | 21-51 71 13 11: Ground Methodology | 23-15 30 17 31: Chemical Equipment
|  |  | 11-21 21: Agricultural Facilities | 13-61 11 27: Blessing Space | 21-51 71 13 31: Power Conditioning | 23-15 30 17 34: Filter Underdrains and Media
|  |  | 11-21 21 11: Crop Farm | 13-61 11 31: Chapel | 21-51 71 13 51: Branch Circuitry | 23-15 30 17 34 11: Filter Bottoms
|  |  | 11-21 21 14: Ornamental Crop Farm | 13-61 11 34: Mihrab | 21-51 71 15: Lighting | 23-15 30 17 34 14: Filter Media
|  |  | 11-21 21 17: Orchard | 13-61 11 37: Altar | 21-51 71 15 11: Interior Lighting | 23-15 30 17 34 17: Package Filters
|  |  | 11-21 21 21: Livestock Farm | 13-61 11 41: Shrine | 21-51 71 15 51: Exterior Lighting | 23-15 30 17 37: Filter Press Equipment
|  |  | 11-21 21 24: Slaughterhouse and Processing Facility | 13-61 11 44: Sanctuary | 21-51 71 15 91: Emergency Lighting | 23-15 30 17 41: Trickling Filter Equipment
|  |  | 11-21 21 27: Forestry and Timber Fabrication Facilities | 13-61 11 47: Confessional Space | 21-51 71 17: Communications for Single Facility | 23-15 30 17 44: Compressors
|  |  | 11-21 21 31: Green House | 13-61 11 51: Ark | 21-51 71 17 11: Communications | 23-15 30 17 47: Aeration Equipment
|  |  | 11-21 21 34: Aquaculture Facility | 13-61 11 54: Bimah | 21-51 71 17 31: Voice and Data | 23-15 30 17 51: Oxygenation Systems
|  |  | 11-21 21 99: Other Agricultural Facilities | 13-61 11 57: Tabernacle | 21-51 71 17 51: Sound Reinforcement | 23-15 30 17 51 11: Oxygen Dissolution System
|  |  | 11-21 24: Mineral Extraction Facilities | 13-61 11 61: Pulpit | 21-51 71 17 71: Audio and Video | 23-15 30 17 51 14: Oxygen Generators
|  |  | 11-21 24 11: Oil and Gas Extraction Facility | 13-61 11 99: Other Worship Spaces | 21-61: Facility Equipment and Furnishings | 23-15 30 17 51 17: Oxygen Storage Facility
|  |  | 11-21 24 14: Mining Facility | 13-61 21: Transformation Spaces | 21-61 11: Equipment and Furnishings | 23-15 30 17 54: Sludge Conditioning Systems
|  |  | 11-21 24 99: Other Mineral Extraction Facilities | 13-61 21 11: Marriage Sanctuary | 21-61 11 11: Food Service Equipment and Furnishings | 23-15 30 17 57: Sludge Handling and Treatment Equipment
|  |  | 11-21 27: Craft Production Facilities | 13-61 21 14: Hupa | 21-61 11 11 11: Specialized Food Storage and Display Furniture | 23-15 30 17 61: Sludge Digestion Equipment
|  |  | 11-21 27 11: Painting Craft Production Facility | 13-61 21 17: Baptistery | 21-61 11 11 31: Food Service Equipment | 23-15 30 17 64: Digester Mixing Equipment
|  |  | 11-21 27 14: Wood and Plastic Craft Production Facility | 13-61 21 21: Circumcision Space | 21-61 11 11 41: Commercial Kitchen Casework | 23-15 30 17 67: Digester Covers and Appurtenances
|  |  | 11-21 27 17: Metal Craft Production Facility | 13-61 21 24: Cathedra | 21-61 11 11 51: Restaurant Furniture | 23-15 30 17 67 11: Fixed Covers
|  |  | 11-21 27 21: Ceramic Craft Production Facility | 13-61 21 99: Other Transformation Spaces | 21-61 11 14: Educational: Cultural Equipment and Furnishings | 23-15 30 17 67 14: Floating Covers
|  |  | 11-21 27 24: Glass-Making Craft Production Facility | 13-61 31: Procession Spaces | 21-61 11 14 11: Educational Equipment and Furnishings | 23-15 30 17 67 17: Gasholder Covers
|  |  | 11-21 27 27: Craft Textile Production Facility | 13-61 31 11: Sacred Gateway | 21-61 11 14 21: Entertainment Equipment and Furnishings | 23-15 30 17 71: Packaged Sewage Treatment Plants
|  |  | 11-21 27 99: Other Craft Production Facilities | 13-61 31 14: Sacred Pathway | 21-61 11 14 31: Theater and Stage Equipment and Furnishings | 23-15 30 21: Solid Waste Disposal Plant Products
|  |  | 11-24: Storage Facilities | 13-61 31 17: Sacred Station | 21-61 11 14 41: Planetarium Equipment and Furnishings | 23-15 30 21 11: Bins
|  |  | 11-24 11: Dry Storage Facilities | 13-61 31 99: Other Procession Spaces | 21-61 11 14 51: Observatory Equipment and Furnishings | 23-15 30 21 14: Chutes and Collectors
|  |  | 11-24 11 11: Food Storage Facility | 13-61 41: Contemplation Spaces | 21-61 11 14 61: Ecclesiastical Equipment and Furnishings | 23-15 30 21 17: Pneumatic Waste Equipment
|  |  | 11-24 11 14: Consumer Products Storage Facility | 13-61 41 11: Art Gallery | 21-61 11 14 71: Library and Archive Equipment and Furnishings | 23-15 30 21 21: Incineration Plant
|  |  | 11-24 11 17: Parts Storage Facility | 13-61 41 14: Museum Gallery | 21-61 11 14 81: Exhibition Furnishings | 23-15 30 21 21 11: Packaged Incinerators
|  |  | 11-24 11 21: Equipment Storage Facility | 13-61 41 17: Exhibit Gallery | 21-61 11 17: Sports Equipment and Furnishings | 23-15 30 21 24: Crusher Plant
|  |  | 11-24 11 24: Raw Material Storage Facility | 13-61 41 21: Sculpture Garden | 21-61 11 17 11: Athletic Equipment and Furnishings | 23-15 30 21 24 11: Waste Compactors and Destructors
|  |  | 11-24 11 99: Other Dry Storage Facilities | 13-61 41 24: Ornamental Garden | 21-61 11 17 31: Recreational Equipment and Furnishings | 23-15 30 21 27: Baling Plant
|  |  | 11-24 21: Environmentally-Controlled Storage Facilities | 13-61 41 27: Observation Deck | 21-61 11 17 51: Therapeutic Equipment and Furnishings | 23-15 30 21 31: Pulping Machines
|  |  | 11-24 21 11: Cold Storage Facility | 13-61 41 31: Zen Garden | 21-61 11 21: Work Environment Equipment and Furnishings | 23-15 30 21 34: Recycling Equipment
|  |  | 11-24 21 14: Freezer Storage Facility | 13-61 41 99: Other Contemplation Spaces | 21-61 11 21 11: Laboratory Equipment and Furnishings | 23-15 30 24: Pollution Monitoring and Control
|  |  | 11-24 21 17: Warm Storage Facility | 13-61 51: Death Spaces | 21-61 11 21 21: Health Care Equipment and Furnishings | 23-15 30 24 11: Air Pollution Monitoring Systems
|  |  | 11-24 21 99: Other Environmentally-Controlled Storage Facilities | 13-61 51 11: Crypt | 21-61 11 21 31: Mortuary Equipment and Furnishings | 23-15 30 24 14: Water Pollution Monitoring Systems
|  |  | 11-24 24: Hazardous Storage Facilities | 13-61 51 14: Casket Compartment | 21-61 11 21 41: Hospitality Equipment and Furnishings | 23-15 30 27: Storage Constructions
|  |  | 11-24 24 11: Explosives Storage Facility | 13-61 51 17: Morgue Compartment | 21-61 11 21 51: Mercantile Equipment and Furnishings | 23-15 30 27 11: Tanks, Reservoirs
|  |  | 11-24 24 14: Toxins Storage Facility | 13-61 51 21: Grave Space | 21-61 11 21 61: Office Equipment and Furnishings | 23-15 30 27 11 11: Elevated Storage Tanks
|  |  | 11-24 24 17: Radioactive Material Storage Facility | 13-61 51 99: Other Death Spaces | 21-61 11 21 71: Detention Equipment and Furnishings | 23-15 30 27 11 14: Ground Storage Tanks
|  |  | 11-24 24 99: Other Hazardous Storage Facilities | 13-61 99: Other Cultural Spaces | 21-61 11 21 81: Security and Vault Equipment and Furnishings | 23-15 30 27 11 17: Underground Storage Tanks
|  |  | 11-24 99: Other Storage Facilities | 13-65: Protection Spaces | 21-61 11 24: Furniture and Fittings | 23-15 30 27 11 21: Portable Storage Tanks
|  |  | 11-41: Water Management Facilities | 13-65 11: Spaces for Protection from the Elements | 21-61 11 24 11: Manufacturing Furniture and Fittings | 23-15 30 27 11 24: Tank Lining
|  |  | 11-41 11: Water Holding and Collection Facilities | 13-65 11 11: Park Shelter | 21-61 11 24 31: Shop Furniture and Furnishings | 23-15 30 27 14: Silos
|  |  | 11-41 11 11: Water Tank or Tower | 13-65 11 14: Entry Porch | 21-61 11 27: Equipment | 23-15 30 27 17: Bunkers
|  |  | 11-41 11 14: Dam | 13-65 11 17: Covered Walkway | 21-61 11 27 11: Vending Equipment | 23-15 30 27 21: Gas Tanks and Gasholders
|  |  | 11-41 11 17: Reservoir | 13-65 11 19: Canopy | 21-61 11 27 21: Vehicular Equipment | 23-15 99: Other Utility and Transportation Construction Products
|  |  | 11-41 11 21: Pond | 13-65 11 21: Shielded Room | 21-61 11 27 31: Darkroom Equipment | 23-20: General Purpose Construction Accessories and Surfacing Products
|  |  | 11-41 11 24: Lake | 13-65 11 24: Containment Room | 21-61 11 27 41: Agricultural Equipment | 23-20 05: Loose Granular Fills: Aggregates: Chips: and Fibers
|  |  | 11-41 11 99: Other Water Holding and Collection Facilities | 13-65 11 99: Other Spaces for Protection from the Elements | 21-61 11 27 51: Slaughterhouse Equipment | 23-20 05 11: Powder Fillers
|  |  | 11-41 21: Water Distribution Facilities | 13-65 21: Spaces for Protection from Violence | 21-61 11 31: Residential Equipment and Furnishings | 23-20 05 11 11: Mineral Powder Fillers
|  |  | 11-41 21 11: Potable Water Distribution | 13-65 21 11: Safe Room | 21-61 11 31 11: Residential Furniture | 23-20 05 11 14: Metal Powder Fillers
|  |  | 11-41 21 14: Storm Water Sewer Distribution | 13-65 21 14: Bunker | 21-61 11 31 31: Residential Specialties | 23-20 05 11 17: Synthetic Powder Fillers
|  |  | 11-41 21 17: Sanitary Sewer Distribution | 13-65 21 17: Bomb Shelter | 21-61 11 31 41: Residential Appliances | 23-20 05 11 21: Residue Powder Fillers
|  |  | 11-41 21 21: Irrigation Distribution Facility | 13-65 21 99: Other Spaces for Protection from Violence | 21-61 11 31 51: Refuse Disposal Furniture | 23-20 05 14: Aggregates
|  |  | 11-41 21 24: Canal | 13-71: Securing Spaces | 21-61 11 34: Wardrobe and Closet Specialties | 23-20 05 14 11: Dense Fills and Aggregates
|  |  | 11-41 21 27: Canal Lock | 13-71 11: Animal Securing Spaces | 21-61 11 34 11: Storage Furniture | 23-20 05 14 14: Lightweight Fills and Aggregates
|  |  | 11-41 21 31: Aqueduct | 13-71 11 11: Cage | 21-61 11 34 31: Storage Shelving Units | 23-20 05 14 17: Heavyweight Fills and Aggregates
|  |  | 11-41 21 34: Stream | 13-71 11 14: Animal Stall | 21-61 41: Differentiated Construction | 23-20 05 17: Fibers and Shavings
|  |  | 11-41 21 37: River | 13-71 11 17: Stable | 21-61 41 41: Complete Room Units | 23-20 05 17 11: Mineral Fibers and Shavings
|  |  | 11-41 21 99: Other Water Distribution Facilities | 13-71 11 21: Kennel | 21-61 41 41 11: Storage Rooms | 23-20 05 17 14: Vegetable Fibers and Shavings
|  |  | 11-41 24: Water Treatment Facilities | 13-71 11 24: Aquarium | 21-61 41 41 21: Special Purpose Rooms | 23-20 05 17 17: Synthetic Fibers and Shavings
|  |  | 11-41 24 11: Potable Water Treatment Facility | 13-71 11 99: Other Animal Securing Spaces | 21-61 41 41 31: Sanitary Units | 23-20 05 17 99: Other Fibers and Shavings
|  |  | 11-41 24 14: Waste Water Treatment Facility | 13-71 21: Detention Spaces | 21-61 41 41 41: Controlled Environment Rooms | 23-20 10: Binding Agents and Admixtures
|  |  | 11-41 24 17: Wetlands Water Treatment Facility | 13-71 21 11: Detention Cell | 21-61 41 41 51: Plant and Control Rooms | 23-20 10 11: Binding Agents
|  |  | 11-41 24 99: Other Water Treatment | 13-71 21 14: Holding Cell | 21-61 41 41 61: Corridor Units | 23-20 10 11 11: Cement
|  |  | 11-41 27: Special Water Production Facilities | 13-71 21 99: Other Detention Spaces | 21-61 41 42: Water Containing Elements | 23-20 10 11 11 11: Standard Cement
|  |  | 11-41 27 11: Water Distillation Facility | 13-75: Storage Spaces | 21-61 41 42 11: Swimming Pool | 23-20 10 11 11 14: Specialized Cement
|  |  | 11-41 27 14: Special Water Purification Facility | 13-75 11: Fixed Location Storage Spaces | 21-61 41 42 21: Tub | 23-20 10 11 11 14 11: High Sulfate Resistant Cement
|  |  | 11-41 27 17: Chilled Water Facility | 13-75 11 11: Storage Room | 21-61 41 42 31: Water Slide | 23-20 10 11 11 14 14: Low Alkali Cement
|  |  | 11-41 27 99: Other Special Water Production Facilities | 13-75 11 14: Closet | 21-61 41 42 41: Aquarium | 23-20 10 11 11 14 17: Low Heat Cement
|  |  | 11-42: Energy Management Facilities | 13-75 11 17: Coat Check | 21-61 41 42 51: Ponds and Reservoir | 23-20 10 11 11 14 21: Alumina Cement
|  |  | 11-42 11: Energy Production Facilities | 13-75 11 24: Locker Room | 21-61 41 43: Snow and Ice Elements | 23-20 10 11 14: Lime
|  |  | 11-42 11 11: Nuclear-Powered Electrical Generation Facility | 13-75 11 25: Filing Space | 21-61 41 43 11: Ice Rinks | 23-20 10 11 14 11: Hydraulic Lime
|  |  | 11-42 11 14: Wind-Powered Electrical Generation Facility | 13-75 11 27: Supply Room | 21-61 41 43 21: Ski Jumps | 23-20 10 11 14 14: Air Hardening Lime
|  |  | 11-42 11 17: Solar-Powered Electrical Generation Facility | 13-75 11 31: Warehouse Space | 21-61 41 43 31: Snow Sled Tracks | 23-20 10 11 17: Bitumen: Asphalt
|  |  | 11-42 11 21: Hydroelectric Generation Facility | 13-75 11 37: Vehicular Storage Space | 21-61 41 43 41: Bob-Sled Runs | 23-20 10 11 21: Resinous Binders
|  |  | 11-42 11 24: Geothermal-Powered Electrical Generation Facility | 13-75 11 41: Waste Storage Space | 21-61 41 43 51: Snow Making Equipment | 23-20 10 11 24: Gypsum
|  |  | 11-42 11 27: Gas-Powered Electrical Generation Facility | 13-75 11 44: Recycling Storage Space | 21-61 41 43 61: Ice Making Equipment | 23-20 10 14: Cement Admixtures
|  |  | 11-42 11 31: Coal-Powered Electrical Generation Facility | 13-75 11 47: Cupboard | 21-61 41 44: Recreation Elements | 23-20 10 14 11: Plasticizing Agents
|  |  | 11-42 11 34: Oil-Powered Electrical Generation Facility | 13-75 11 51: Storage Shelf | 21-61 41 44 11: Recreation Surfaces | 23-20 10 14 14: Water Retaining Agents
|  |  | 11-42 11 37: Steam Production Facility | 13-75 11 54: Drawer | 21-61 41 44 21: Event Marking | 23-20 10 14 17: Air-Entraining Agents
|  |  | 11-42 11 99: Other Energy Production Facilities | 13-75 11 57: Cubby Compartment | 21-61 41 44 31: Safety Fencing / Netting | 23-20 10 14 21: Gas Generating Agents
|  |  | 11-42 21: Energy Distribution Nodes | 13-75 11 61: Locker Compartment | 21-61 41 44 41: Spectator Seating | 23-20 10 14 24: Setting Retarders
|  |  | 11-42 21 11: Electrical Substation | 13-75 11 91: Fixed Storage Bin | 21-61 41 45: Entertainment Elements | 23-20 10 14 27: Setting Accelerators
|  |  | 11-42 21 14: Switching Station | 13-75 11 99: Other Fixed Storage Spaces | 21-61 41 45 11: Amusement Rides | 23-20 10 14 31: Frostproofing Agents
|  |  | 11-42 21 21: Electrical Transformer | 13-75 21: Non-Fixed Location Storage Spaces | 21-61 41 45 31: Water Spray Parks | 23-20 10 14 34: Waterproofing Agents
|  |  | 11-42 21 24: Natural Gas Pumping Station | 13-75 21 11: Vehicle Storage Compartment | 21-61 41 46: Storage Containers | 23-20 10 14 37: Coloring Agents
|  |  | 11-42 21 99: Other Energy Nodes | 13-75 21 14: Portable Bin | 21-61 41 46 11: Elevated Tanks | 23-20 10 14 41: Admixtures for Injections
|  |  | 11-42 24: Energy Storage Facilities | 13-75 21 17: Vessel | 21-61 41 46 61: Subgrade Tanks | 23-20 10 14 44: Admixtures for Projections
|  |  | 11-42 24 11: Liquid Fuel Storage | 13-75 21 99: Other Non-Fixed Location Storage Spaces | 21-71: Utilities And Infrastructure | 23-20 10 14 47: Adherence Proofing Agents
|  |  | 11-42 24 14: Solid Fuel Storage | 13-75 31: Environmentally Controlled Storage Spaces | 21-71 11: Roadways | 23-20 10 14 51: Bonding Agents
|  |  | 11-42 24 17: Gas Fuel Storage | 13-75 31 11: Environmental Room | 21-71 11 11: Right of Way | 23-20 10 14 54: Cement Replacements
|  |  | 11-42 24 21: Electrical Storage | 13-75 31 14: Refrigeration Compartment | 21-71 11 12: Stabilized Road Base | 23-20 10 14 99: Other Cement Admixtures
|  |  | 11-42 24 99: Other Energy Storage Facilities | 13-75 31 17: Freezing Compartment | 21-71 11 13: Pavements | 23-20 10 17: Gypsum Admixtures
|  |  | 11-42 27: Energy Distribution Facilities | 13-75 31 21: Dry Storage Compartment | 21-71 11 13 11: Soft Pavement | 23-20 15: Mixtures
|  |  | 11-42 27 11: Power Tunnel | 13-75 31 24: Humidity Controlled Storage Space | 21-71 11 13 51: Hard Pavement | 23-20 15 11: Concrete
|  |  | 11-42 27 14: Power Trench | 13-75 31 27: Vacuum Sealed Storage Compartment | 21-71 11 14: Roadside Barriers | 23-20 15 11 11: Cementitious Concrete
|  |  | 11-42 27 17: Pipe Line | 13-75 31 99: Other Environmentally Controlled Storage Space | 21-71 11 14 11: Boulevard Barriers | 23-20 15 11 14: Resinous Concrete
|  |  | 11-42 27 21: Power Line | 13-75 41: Specialty Storage Spaces | 21-71 11 15: Safety Reflectors | 23-20 15 11 17: Hydrocarbon Concrete
|  |  | 11-42 27 24: Steam Tunnel | 13-75 41 11: Sanitary Storage Room | 21-71 11 16: Light: Power: and Communication Vertical Standards | 23-20 15 11 21: Low Density Concrete
|  |  | 11-42 27 27: Natural Gas Pipeline | 13-75 41 14: Soiled Storage Room Space | 21-71 11 17: Sign Structures | 23-20 15 14: Mortars
|  |  | 11-42 27 99: Other Energy Distribution Facilities | 13-75 41 17: Sacristy | 21-71 21: Railways | 23-20 15 14 11: Portland Cement-Lime Mortars
|  |  | 11-43: Waste Management Facilities | 13-75 41 21: Vestry | 21-71 21 21: Railway Drainage | 23-20 15 14 14: Masonry Cement Mortars
|  |  | 11-43 11: Waste Collection and Holding Facilities | 13-75 41 24: Hazardous Material Storage Space | 21-71 21 22: Ballast | 23-20 15 14 17: Mortar Cements
|  |  | 11-43 11 11: Land Fill | 13-75 41 31: Organic Remains Storage Space | 21-71 21 23: Ties | 23-20 15 14 21: Gypsum Based Mortars
|  |  | 11-43 11 14: Special Waste Holding Facility | 13-75 41 34: Book Stacks | 21-71 21 24: Rails | 23-20 15 14 24: Resinous Mortar
|  |  | 11-43 11 99: Other Waste Collection and Holding Facilities | 13-75 41 37: Baggage Claim | 21-71 21 24 11: Light Rail | 23-20 15 14 27: Chemical-Resistant Mortar
|  |  | 11-43 21: Waste Processing Facilities | 13-75 41 41: Evidence Room | 21-71 21 24 51: Heavy Rail | 23-20 15 14 31: Refractory Mortar
|  |  | 11-43 21 11: Recycling Center | 13-75 41 44: Vehicle Impound Lot | 21-71 21 25: Monorail | 23-20 15 14 34: Premixed Mortar
|  |  | 11-43 21 14: Special Waste Reclamation Facility | 13-75 41 99: Other Special Storage Space | 21-71 21 26: Overhead Power | 23-20 15 14 37: Surface Bonding Mortar
|  |  | 11-43 21 99: Other Waste Processing Facilities | 13-81: Facility Service Spaces | 21-71 21 27: Switches | 23-20 15 14 41: Mortar Pigments
|  |  | 11-44: Information Management Facilities | 13-81 11: General Facility Service Spaces | 21-71 21 28: Signals | 23-20 15 17: Grouts
|  |  | 11-44 11: Information Nodes | 13-81 11 11: Access Chamber | 21-71 21 29: Embankment | 23-20 15 17 11: Concrete Grout
|  |  | 11-44 11 11: Computing Center | 13-81 11 14: Area Way | 21-71 31: Airports | 23-20 15 17 11 11: Shrink-Resistant Concrete Grout
|  |  | 11-44 11 14: Tier I Data Center | 13-81 11 17: Crawl Space | 21-71 31 31: Runways and Taxiways | 23-20 15 17 11 14: Catalyzed Metallic Concrete Grout
|  |  | 11-44 11 17: Tier II Data Center | 13-81 11 21: Service Space | 21-71 31 32: Parking Apron | 23-20 15 17 11 17: Epoxy Concrete Grout
|  |  | 11-44 11 21: Tier III Data Center | 13-81 11 24: Air Shaft | 21-71 31 33: Passenger Loading Bridges | 23-20 15 17 11 21: Nonmetallic Concrete Grout
|  |  | 11-44 11 24: Tier IV Data Center | 13-81 11 27: Light Well | 21-71 31 34: Baggage Handling | 23-20 15 17 14: Masonry Grout
|  |  | 11-44 11 99: Other Information Nodes | 13-81 11 99: Other General Facility Service Spaces | 21-71 31 34 11: Baggage Conveyors | 23-20 15 17 14 11: Chemical-Resistant Masonry Grout
|  |  | 11-44 21: Information Distribution Facilities | 13-81 21: Facility Equipment Service Spaces | 21-71 31 34 51: Baggage Security Scanners | 23-20 20: Profiles
|  |  | 11-44 21 11: Telecommunication Lines | 13-81 21 11: Equipment Room | 21-71 31 35: Aircraft Management | 23-20 20 11: Rigid Profiles
|  |  | 11-44 21 14: Satellite Distribution Facilities | 13-81 21 14: Computer Server Room | 21-71 31 35 11: Pavement Marking | 23-20 20 11 11: Ferrous Metal Rigid Profiles
|  |  | 11-44 21 99: Other Information Distribution Facilities | 13-81 21 17: Mechanical Room | 21-71 31 35 21: Aircraft Taxi Guidance Devices | 23-20 20 11 14: Non-Ferrous Metal Rigid Profiles
|  |  | 11-51: Transportation Terminals | 13-81 21 17 11: Refrigerant Machinery Room | 21-71 31 35 31: Aircraft Safety Barriers | 23-20 20 11 17: Wood Rigid Profiles
|  |  | 11-51 11: Aerospace Transportation Terminals | 13-81 21 17 14: Furnace Room | 21-71 31 35 41: Aircraft De-icing Equipment | 23-20 20 11 17 11: Lumber Rigid Profiles
|  |  | 11-51 11 11: Rural/Isolated Airfield | 13-81 21 17 17: Incinerator Room | 21-71 31 35 51: Aircraft Re-fueling Ports and Devices | 23-20 20 11 17 11 11: Hardwood Rigid Profiles
|  |  | 11-51 11 14: Local or Municipal Airfield | 13-81 21 21: Electrical Room | 21-71 31 36: Communication Devices | 23-20 20 11 17 11 14: Softwood Rigid Profiles
|  |  | 11-51 11 17: Regional Airport | 13-81 21 24: Telecommunications Room | 21-71 31 36 11: Air Navigation Devices | 23-20 20 11 17 11 17: Laminated Rigid Profiles
|  |  | 11-51 11 21: International Airport | 13-81 21 27: Transformer Vault | 21-71 31 36 56: Air Communication Devices | 23-20 20 11 17 14: Heavy Timber Rigid Profiles
|  |  | 11-51 11 24: Heliport | 13-81 21 31: Elevator Shaft | 21-71 41: Space Travel | 23-20 20 11 21: Plastic Rigid Profiles
|  |  | 11-51 11 27: Extra-Atmospheric Aerospace Transportation Terminal | 13-81 21 99: Other Facility Equipment Service Spaces | 21-71 41 41: Space Vehicle Assembly Enclosures | 23-20 20 11 24: Composite Rigid Profiles
|  |  | 11-51 11 99: Other Aerospace Transportation Terminals | 13-81 31: Service Distribution Spaces | 21-71 41 42: Space Vehicle Transfer Road | 23-20 20 14: Flexible Profiles
|  |  | 11-51 21: Marine Transportation Terminals | 13-81 31 11: Power Distribution Spaces | 21-71 41 43: Launch Facilities | 23-20 20 14 11: Plastic Flexible Profiles
|  |  | 11-51 21 11: Recreational Marina | 13-81 31 11 11: Electrical Line | 21-71 41 43 11: Launch Tower | 23-20 20 14 14: Rubber Flexible Profiles
|  |  | 11-51 21 14: Commercial Pier | 13-81 31 11 14: Electrical Conduit Chamber | 21-71 41 43 31: Water Cooling Moat | 23-20 20 14 14 11: Natural Rubber Flexible Profiles
|  |  | 11-51 21 17: Industrial Pier | 13-81 31 11 17: Electrical Duct Bank | 21-71 41 43 51: Safety Devices | 23-20 20 14 14 14: Butyl Flexible Profiles
|  |  | 11-51 21 99: Other Marine Transportation Terminals | 13-81 31 11 99: Other Power Distribution Spaces | 21-71 41 47: Post-Launch Equipment | 23-20 20 14 14 17: Neoprene Flexible Profiles
|  |  | 11-51 24: Rail Transportation Terminals | 13-81 31 21: Information Signal Distribution Spaces | 21-71 41 47 11: Satellite Control Facilities | 23-20 20 14 14 21: Silicone Flexible Profiles
|  |  | 11-51 24 11: Rural Long Distance Rail Station | 13-81 31 21 11: Communications Line | 21-71 41 47 31: Telescope Enclosure Domes | 23-20 20 14 14 24: Polysulfide Flexible Profiles
|  |  | 11-51 24 14: Urban Long Distance Rail Station | 13-81 31 21 14: Communications Duct Bank | 21-71 41 47 51: Radio Signal Searching Device Construction | 23-20 20 17: Lath
|  |  | 11-51 24 17: Local Transit Station | 13-81 31 21 17: Cable Tray | 21-71 51: Transportation | 23-20 20 17 11: Gypsum Lath
|  |  | 11-51 24 99: Other Rail Transportation Terminals | 13-81 31 21 99: Other Information Signal Distribution Spaces | 21-71 51 51: Vehicles | 23-20 20 17 14: Lead-Lined Lath
|  |  | 11-51 27: Motor Vehicle Transportation Terminals | 13-81 31 31: Gas Distribution Spaces | 21-71 51 51 11: Aircraft | 23-20 20 17 17: Metal Lath
|  |  | 11-51 27 11: Long Distance Bus Station | 13-81 31 31 11: Gas Pipeline | 21-71 51 51 21: Automobiles | 23-20 20 17 21: Veneer Plaster Base Lath
|  |  | 11-51 27 14: Local Transit Bus Station | 13-81 31 31 14: Medical Gas Pipe | 21-71 51 51 31: Boats/Ships | 23-20 20 17 24: Wood Lath
|  |  | 11-51 27 17: Roadside Truck Stop | 13-81 31 31 17: Vacuum Pipe | 21-71 51 51 41: Buses | 23-20 25: Sheets: Boards: and Slabs
|  |  | 11-51 27 21: Highway Rest Stop | 13-81 31 31 21: Laboratory Gas Pipe | 21-71 51 51 51: Cable Car | 23-20 25 11: Thin Flexible Sheets
|  |  | 11-51 27 99: Other Motor Vehicle Transportation Terminals | 13-81 31 31 24: Air Supply Duct | 21-71 51 51 61: Elevated Airport Vehicles | 23-20 25 11 11: Thin Sheets
|  |  | 11-51 31: Vehicle Maintenance and Parking Facilities | 13-81 31 31 27: Air Return Duct | 21-71 51 51 71: Guided Transit Vehicles / Surface Shuttles | 23-20 25 11 11 11: Thin Metal Sheets
|  |  | 11-51 31 11: Auto Maintenance and Fueling Station | 13-81 31 31 31: Exhaust Duct | 21-71 51 53: Space Vehicles | 23-20 25 11 11 14: Thin Wood Sheets
|  |  | 11-51 31 12: Automobile Parking Facility | 13-81 31 31 34: Gas Piping Chase | 21-71 51 53 11: Spacecraft | 23-20 25 11 11 17: Building Papers
|  |  | 11-51 31 17: Rail Maintenance and Fueling Facility | 13-81 31 31 37: Mechanical Shaft | 21-71 51 53 31: Spacecraft Transfer Vehicles | 23-20 25 11 11 21: Thin Plastic Sheets
|  |  | 11-51 31 18: Rail Yard | 13-81 31 31 99: Other Gas Distribution Spaces | 21-71 51 53 51: Trains | 23-20 25 11 11 24: Thin Rubber Sheets
|  |  | 11-51 31 21: Airplane Maintenance and Fueling Facility | 13-81 31 41: Liquid Distribution Spaces | 21-71 51 57: Funicular Elements | 23-20 25 11 14: Textiles
|  |  | 11-51 31 24: Boat Maintenance and Fueling Dry Docks | 13-81 31 41 11: Oil Pipeline | 21-71 51 57 11: Surface Tramway | 23-20 25 11 17: Mesh for General Use
|  |  | 11-51 31 99: Other Vehicle Maintenance and Parking Facilities | 13-81 31 41 14: Water Pipeline | 21-71 51 57 21: Aerial Tramway | 23-20 25 14: Rigid Sheets: Slabs: Plates
|  |  | 11-52: Transportation Routes | 13-81 31 41 17: Chilled Water Pipe | 21-71 51 57 31: Ski Tow - Closed Cabin | 23-20 25 14 11: Solid Sheets
|  |  | 11-52 11: Roadways | 13-81 31 41 21: Hot Water Pipe | 21-71 51 57 41: Ski Tow - Open | 23-20 25 14 11 11: Solid Stone Sheets
|  |  | 11-52 11 11: Alley | 13-81 31 41 24: Special Water Pipe | 21-71 51 57 51: Ski Tow Cabin | 23-20 25 14 11 14: Solid Cementitious Sheets
|  |  | 11-52 11 14: Driveway | 13-81 31 41 27: Liquid Pipe Chase | 21-71 51 57 61: Operated River Crossing Raft | 23-20 25 14 11 17: Solid Mineral Sheets
|  |  | 11-52 11 17: Street | 13-81 31 41 99: Other Liquid Distribution Spaces | 21-71 61: Utilities | 23-20 25 14 11 21: Solid Glass Sheets
|  |  | 11-52 11 24: Collector | 13-81 31 99: Other Service Distribution Spaces | 21-71 61 61: Water Wells | 23-20 25 14 11 24: Solid Metal Sheets
|  |  | 11-52 11 27: Arterial Roadway | 13-81 99: Other Facility Service Spaces | 21-71 61 61 11: Excavated Wells | 23-20 25 14 11 27: Solid Wood-Based Sheets
|  |  | 11-52 11 28: County Highway | 13-85: Circulation Spaces | 21-71 61 61 31: Drilled Wells | 23-20 25 14 11 31: Solid Plastic Sheets
|  |  | 11-52 11 31: State or Provincial Highway | 13-85 11: Horizontal Circulation Spaces | 21-71 61 62: Water Distribution | 23-20 25 14 14: Hollow Core Sheets
|  |  | 11-52 11 34: Beltway | 13-85 11 11: Corridor | 21-71 61 62 11: Below Grade | 23-20 25 14 14 11: Wood-Based Hollow Core Sheets
|  |  | 11-52 11 37: Interstate Highway | 13-85 11 17: Aisle | 21-71 61 62 51: Above Grade Viaduct | 23-20 25 14 14 14: Mineral Hollow Core Sheets
|  |  | 11-52 11 99: Other Roadways | 13-85 11 21: Mall | 21-71 61 63: Sanitary Sewer Utility | 23-20 25 14 14 17: Metal Hollow Core Sheets
|  |  | 11-52 21: Railways | 13-85 11 24: Concourse | 21-71 61 64: Storm Sewer Utility | 23-20 25 14 14 21: Plastic Hollow Core Sheets
|  |  | 11-52 21 11: Heavy Railway | 13-85 11 27: Breezeway | 21-71 61 65: Fuel Utility Distribution | 23-20 25 17: Gratings
|  |  | 11-52 21 14: Light Railway | 13-85 11 31: Jet Way | 21-71 61 65 11: Tank Fuel Storage | 23-20 25 21: Blankets: Quilts
|  |  | 11-52 21 17: High Speed Railway | 13-85 11 37: Moving Walkway | 21-71 61 65 21: Pressurized Cylinders | 23-20 30: Blocks and Bricks
|  |  | 11-52 21 21: Monorail | 13-85 11 99: Other Horizontal Circulation Spaces | 21-71 61 65 31: Piping | 23-20 30 11: Blocks
|  |  | 11-52 21 24: Magnetic Levitation Railway | 13-85 21: Vertical Circulation Spaces | 21-71 61 66: Heating and Cooling Utility Distribution | 23-20 30 11 11: Concrete Masonry Units
|  |  | 11-52 21 99: Other Railways | 13-85 21 11: Stairway | 21-71 61 67: Electrical Power Distribution | 23-20 30 11 11 11: Concrete Block
|  |  | 11-52 24: Bridges | 13-85 21 14: Egress Stairway | 21-71 61 68: Communication Utility Distribution | 23-20 30 11 11 14: Exposed Aggregate Concrete Masonry Units
|  |  | 11-52 24 11: Vehicular Bridge | 13-85 21 17: Ceremonial Stairway | 21-71 71: Water-Related Construction | 23-20 30 11 11 17: Fluted Concrete Masonry Units
|  |  | 11-52 24 14: Rail Bridge | 13-85 21 19: Escalator | 21-71 71 71: Coastal Construction | 23-20 30 11 11 21: Interlocking Concrete Masonry Units
|  |  | 11-52 24 17: Pedestrian Bridge | 13-85 21 21: Ramp | 21-71 71 72: Waterway Construction | 23-20 30 11 11 24: Molded-Face Concrete Masonry Units
|  |  | 11-52 24 99: Other Bridges | 13-85 21 24: Stair and Ramp Combination | 21-71 71 73: Marine Construction | 23-20 30 11 11 27: Prefaced Concrete Masonry Units
|  |  | 11-90: Mixed-Use Facilities | 13-85 21 27: Elevator Cab | 21-71 71 74: Underwater Construction | 23-20 30 11 11 31: Preinsulated Concrete Masonry Units
|  |  |  | 13-85 21 31: Dumbwaiter | 21-81: Specialty Equipment | 23-20 30 11 11 34: Sound-Absorbing Concrete Masonry Units
|  |  |  | 13-85 21 99: Other Vertical Circulation Spaces | 21-81 11: Chemical: Biological: and Metallurgical Equipment | 23-20 30 11 11 37: Split-Face Concrete Masonry Units
|  |  |  | 13-85 31: Transitional Circulation Spaces | 21-81 11 11: Chemical Conveyance Equipment | 23-20 30 11 14: Calcium Silicate Masonry Units
|  |  |  | 13-85 31 11: Entry Vestibule | 21-81 11 11 11: React Pipe Conveyance Equipment | 23-20 30 11 17: Glass Masonry Units
|  |  |  | 13-85 31 14: Entry Lobby | 21-81 11 11 14: Distill / Separate Pipe Conveyance Equipment | 23-20 30 11 21: Adobe Masonry Units
|  |  |  | 13-85 31 17: Elevator Lobby | 21-81 11 11 17: Wash Pipe Conveyance Equipment | 23-20 30 11 24: Clay Masonry Units
|  |  |  | 13-85 31 21: Landing | 21-81 11 11 21: Absorb Pipe Conveyance Equipment | 23-20 30 11 24 11: Common Brick
|  |  |  | 13-85 31 24: Anteroom | 21-81 11 11 24: Evaporate Pipe Conveyance Equipment | 23-20 30 11 24 14: Face Brick
|  |  |  | 13-85 31 27: Air Lock | 21-81 11 11 27: Crystallize Pipe Conveyance Equipment | 23-20 30 11 24 17: Fire Brick
|  |  |  | 13-85 31 99: Other Transitional Circulation Spaces | 21-81 11 11 31: Hydro-treat Pipe Conveyance Equipment | 23-20 30 11 24 21: Glazed Brick
|  |  |  | 13-85 41: Specialty Circulation Spaces | 21-81 11 11 34: Reform Pipe Conveyance Equipment | 23-20 30 11 24 24: Ceramic Glazed Clay Masonry Units
|  |  |  | 13-85 41 11: Means of Egress | 21-81 11 11 37: Crack Pipe Conveyance Equipment | 23-20 30 11 24 27: Clay Tile
|  |  |  | 13-85 41 14: Accessible Route | 21-81 11 11 41: Blend Pipe Conveyance Equipment | 23-20 30 11 24 31: Structural Clay Tile
|  |  |  | 13-85 41 17: Hub Room | 21-81 11 11 44: Isomerize Pipe Conveyance Equipment | 23-20 30 11 24 34: Clay Flue Lining
|  |  |  | 13-85 41 99: Other Specialty Circulation Spaces | 21-81 11 11 47: Alkylate Pipe Conveyance Equipment | 23-20 30 11 24 37: Terra Cotta
|  |  |  | 13-91: Travel Spaces | 21-81 11 12: Biological Conveyance Equipment | 23-20 30 14: Masonry Anchorage and Reinforcement
|  |  |  | 13-91 11: Vehicular Travel Spaces | 21-81 11 12 11: Ferment Pipe Conveyance Equipment | 23-20 30 14 11: Masonry Reinforcing
|  |  |  | 13-91 11 11: Ground Vehicular Travel Spaces | 21-81 11 12 21: Digest Pipe Conveyance Equipment | 23-20 30 14 11 11: Continuous Joint Reinforcing
|  |  |  | 13-91 11 11 11: Highway | 21-81 11 13: Metallurgical Conveyance Equipment | 23-20 30 14 11 14: Reinforcing Bars
|  |  |  | 13-91 11 11 14: Causeway | 21-81 11 13 11: Smelt / Melt Conveyance Equipment | 23-20 30 14 14: Masonry Ties
|  |  |  | 13-91 11 11 21: Street | 21-81 11 13 21: Refine Conveyance Equipment | 23-20 30 14 14 11: Flexible Masonry Ties
|  |  |  | 13-91 11 11 24: Alley | 21-81 11 13 31: Coke Conveyance Equipment | 23-20 30 14 14 14: Masonry Veneer Ties
|  |  |  | 13-91 11 11 27: Driveway | 21-81 21: Thermal and Combustion Equipment | 23-20 30 14 14 17: Rigid Masonry Ties
|  |  |  | 13-91 11 11 31: Drop-Off Area | 21-81 21 21: Heat Exchange Equipment | 23-20 30 14 17: Masonry Anchors
|  |  |  | 13-91 11 11 33: Loading Dock | 21-81 21 22: Boiler and Furnace Equipment | 23-20 30 14 17 11: Masonry Veneer Anchors
|  |  |  | 13-91 11 11 34: Entrance/Exit Ramp | 21-81 21 23: Oven: Heater and Roaster Equipment | 23-20 30 14 17 14: Stone Masonry Anchors
|  |  |  | 13-91 11 11 37: Bridge | 21-81 21 24: Kiln Equipment | 23-20 30 17: Special Profiles for Masonry
|  |  |  | 13-91 11 21: Aerial Vehicular Travel Spaces | 21-81 21 25: Incinerate Devices | 23-20 30 17 11: Special Masonry Shapes
|  |  |  | 13-91 11 21 11: Airport Apron | 21-81 21 26: Chill/Refrigerate Equipment | 23-20 30 17 14: Masonry Sills and Thresholds
|  |  |  | 13-91 11 21 14: Taxiway | 21-81 21 27: Freeze Dry Equipment | 23-20 30 17 17: Masonry Moldings
|  |  |  | 13-91 11 21 17: Runway | 21-81 21 28: Sterilize Equipment | 23-20 30 17 21: Masonry Copings
|  |  |  | 13-91 11 21 21: Airway | 21-81 31: Power and Motive Equipment | 23-20 30 17 24: Masonry Quoins
|  |  |  | 13-91 11 31: Water Vehicular Travel Spaces | 21-81 31 31: Electrical Power Generation | 23-20 30 17 27: Masonry Cornices
|  |  |  | 13-91 11 31 11: Waterway | 21-81 31 31 11: Water Source Generating Equipment | 23-20 30 21: Structural Support for Masonry
|  |  |  | 13-91 11 31 14: Channel | 21-81 31 31 21: Combustion Equipment | 23-20 30 21 11: Lintels
|  |  |  | 13-91 11 31 17: Canal | 21-81 31 31 31: Solar Equipment | 23-20 30 21 11 11: Lintel Former Units
|  |  |  | 13-91 11 31 21: Bay | 21-81 31 31 41: Wind Equipment | 23-20 30 21 14: Wall Connectors and Starters
|  |  |  | 13-91 11 31 24: Dock | 21-81 31 31 51: Nuclear Reactor | 23-20 30 21 17: Supports for Masonry
|  |  |  | 13-91 11 99: Other Vehicular Travel Spaces | 21-81 31 32: Air/Gas Power Generation | 23-20 30 21 17 11: Masonry Angles
|  |  |  | 13-91 21: Pedestrian Travel Spaces | 21-81 31 32 11: Fan/Blower Equipment | 23-20 30 21 17 11 11: Masonry Shelf Angles
|  |  |  | 13-91 21 11: Sidewalk | 21-81 31 32 21: Exhauster Equipment | 23-20 30 21 17 14: Gussets
|  |  |  | 13-91 21 14: Pedestrian Way | 21-81 31 32 31: Vacuum Equipment | 23-20 30 24: Ancillary Products for Masonry
|  |  |  | 13-91 21 17: Footpath | 21-81 31 32 41: Compression Equipment | 23-20 30 24 11: Embedded Flashing
|  |  |  | 13-91 21 21: Trail | 21-81 31 33: Fluid Power Generation | 23-20 30 24 14: Cavity Closers
|  |  |  | 13-91 21 24: Gangway | 21-81 31 33 11: Gravity Equipment | 23-20 30 24 17: Cavity Weep and Ventilation Units
|  |  |  | 13-91 21 99: Other Pedestrian Travel Spaces | 21-81 31 33 21: Pump Equipment | 23-20 30 24 17 11: Weeps
[5 empty] | 21-81 31 34: Engines/Drivers | 23-20 30 24 17 14: Cavity Vents
[5 empty] | 21-81 31 34 11: Pneumatic Motors | 23-20 30 24 17 17: Drainage Material
[5 empty] | 21-81 31 34 21: Electrical Motors | 23-20 30 24 21: Joint Materials
[5 empty] | 21-81 31 34 31: Turbines | 23-20 30 24 21 11: Control Joints
[5 empty] | 21-81 41: Process Equipment | 23-20 30 24 21 14: Expansion Joints
[5 empty] | 21-81 41 41: Gas: Fume and Particulate Treatment Equipment | 23-20 30 24 24: Airbricks
[5 empty] | 21-81 41 41 11: Adsorb Equipment | 23-20 40: Mechanical Fasteners: Adhesives: and Sealants
[5 empty] | 21-81 41 41 15: Desiccate Equipment | 23-20 40 11: Mechanical Fasteners
[5 empty] | 21-81 41 41 21: Cyclone Equipment | 23-20 40 11 11: Cast-In Anchorages
[5 empty] | 21-81 41 41 26: Filter Equipment | 23-20 40 11 11 11: Rail Anchors
[5 empty] | 21-81 41 41 31: Condensor Equipment | 23-20 40 11 11 14: Screw Cases
[5 empty] | 21-81 41 41 35: Scrubber Equipment | 23-20 40 11 11 17: Anchor Blocks
[5 empty] | 21-81 41 41 41: Eject/E-duct Equipment | 23-20 40 11 11 21: Inserts
[5 empty] | 21-81 41 41 45: Vent Equipment | 23-20 40 11 11 21 11: Adjustable Wedge
[5 empty] | 21-81 41 41 51: Stack Equipment | 23-20 40 11 11 21 14: Adjustable Box
[5 empty] | 21-81 41 41 55: Flare Equipment | 23-20 40 11 11 21 17: Threaded
[5 empty] | 21-81 41 41 61: Flame Arrest Equipment | 23-20 40 11 11 24: Dovetail Slots
[5 empty] | 21-81 41 42: Reduction Process | 23-20 40 11 14: Multi-Purpose Mechanical Fasteners
[5 empty] | 21-81 41 42 11: Break Equipment | 23-20 40 11 14 11: Plugs
[5 empty] | 21-81 41 42 16: Pulverize Equipment | 23-20 40 11 14 14: Staples
[5 empty] | 21-81 41 42 21: Crush Equipment | 23-20 40 11 14 17: Nails
[5 empty] | 21-81 41 42 26: Grind Equipment | 23-20 40 11 14 21: Rivets
[5 empty] | 21-81 41 42 31: Mill Equipment | 23-20 40 11 14 24: Screws
[5 empty] | 21-81 41 42 36: Cut Equipment | 23-20 40 11 14 27: Bolts and Nuts
[5 empty] | 21-81 41 42 41: Chip Equipment | 23-20 40 11 14 31: Threaded Rods and Nuts
[5 empty] | 21-81 41 42 46: Flake Equipment | 23-20 40 11 14 34: Bandings
[5 empty] | 21-81 41 42 51: Shred Equipment | 23-20 40 11 17: Structural Mechanical Fasteners in Hardened Concrete and Masonry
[5 empty] | 21-81 41 42 56: Split Equipment | 23-20 40 11 17 11: Expansion Anchors
[5 empty] | 21-81 41 43: Separation Process | 23-20 40 11 17 14: Undercut Anchors
[5 empty] | 21-81 41 43 11: Filter Equipment | 23-20 40 11 17 17: Bonded Anchors
[5 empty] | 21-81 41 43 16: Strain Equipment | 23-20 40 11 21: Mechanical Fasteners for Metal Structures
[5 empty] | 21-81 41 43 21: Sieve Equipment | 23-20 40 11 24: Mechanical Fasteners for Wood Structures
[5 empty] | 21-81 41 43 26: Wash Equipment | 23-20 40 11 24 11: Nail Plates
[5 empty] | 21-81 41 43 31: Centrifuge Equipment | 23-20 40 11 24 14: Wood Connectors
[5 empty] | 21-81 41 43 36: Flotation Equipment | 23-20 40 11 24 17: Framing Anchors
[5 empty] | 21-81 41 43 41: Sort Equipment | 23-20 40 14: Welded Joint Products
[5 empty] | 21-81 41 43 46: Separate Equipment | 23-20 40 14 11: Soldering Products
[5 empty] | 21-81 41 43 51: De-aerate/De-gas Equipment | 23-20 40 14 14: Brazing Products
[5 empty] | 21-81 41 43 56: Settling Equipment | 23-20 40 14 17: Welding Products
[5 empty] | 21-81 41 44: Mix and Blend Equipment | 23-20 14 17: Adhesives
[5 empty] | 21-81 41 44 11: Mix Equipment | 23-20 14 17 11: Natural Adhesives and Glues
[5 empty] | 21-81 41 44 26: Stir Equipment | 23-20 14 17 14: Synthetic Adhesives
[5 empty] | 21-81 41 44 21: Kneed Equipment | 23-20 14 21: General Purpose Tape
[5 empty] | 21-81 41 44 26: Agitate Equipment | 23-20 14 24: Joint Fillers: Sealants: and Mastics
[5 empty] | 21-81 41 44 31: Slake Equipment | 23-20 14 24 11: Joint Fillers
[5 empty] | 21-81 41 44 36: Blend Equipment | 23-20 14 24 11 11: Backer Rods
[5 empty] | 21-81 41 44 41: Compound Equipment | 23-20 14 24 14: Putties
[5 empty] | 21-81 41 44 46: Aerate Equipment | 23-20 14 24 17: Construction Sealants
[5 empty] | 21-81 41 44 51: Inject Equipment | 23-20 14 24 17 11: Elastomeric Construction Sealants
[5 empty] | 21-81 41 45: Shaping Process Equipment | 23-20 14 24 17 14: Rigid Construction Sealants
[5 empty] | 21-81 41 45 11: Pelletize Equipment | 23-20 14 24 17 17: Sanitary Construction Sealants
[5 empty] | 21-81 41 45 16: Spin Equipment | 23-20 14 24 17 21: Chemical-Resistant Construction Sealants
[5 empty] | 21-81 41 45 21: Extrude Equipment | 23-20 14 24 17 24: Water-Immersed Construction Sealants
[5 empty] | 21-81 41 45 26: Pulltrude Equipment | 23-20 14 24 21: Preformed Joint Seals
[5 empty] | 21-81 41 45 31: Compact Equipment | 23-20 14 24 21 11: Compression Seals
[5 empty] | 21-81 41 45 36: Tablet Equipment | 23-20 14 24 21 14: Joint Gaskets
[5 empty] | 21-81 41 45 41: Roll Equipment | 23-20 14 27: Ropes: Wires: and Cables
[5 empty] | 21-81 41 46: Web Equipment | 23-20 14 27 11: Ropes
[5 empty] | 21-81 41 46 11: Conversion Equipment | 23-20 14 27 14: Wires
[5 empty] | 21-81 41 46 11 11: Screen Equipment | 23-20 14 27 17: Cables
[5 empty] | 21-81 41 46 11 12: Extrude Equipment | 23-20 50: Thermal and Moisture Protective Products
[5 empty] | 21-81 41 46 11 13: Roll Coat Equipment | 23-20 50 11: Fireproofing
[5 empty] | 21-81 41 46 11 14: Cast Equipment | 23-20 50 11 11: Board Fireproofing
[5 empty] | 21-81 41 46 21: Preparation/Treatment Equipment | 23-20 50 11 11 11: Calcium Silicate Board Fireproofing
[5 empty] | 21-81 41 46 21 21: Clean Equipment | 23-20 50 11 11 14: Slag FiberBoard Fireproofing
[5 empty] | 21-81 41 46 21 22: Heat Treat Equipment | 23-20 50 11 14: Blanket Fireproofing
[5 empty] | 21-81 41 46 21 23: Sanitize/Sterilize Equipment | 23-20 50 11 14 11: Smoke Containment Barriers
[5 empty] | 21-81 41 46 21 24: Neutralize Equipment | 23-20 50 11 17: Fireproofing Coatings
[5 empty] | 21-81 41 46 21 25: Electrostatic Equipment | 23-20 50 11 17 11: Cement Aggregate Fireproofing
[5 empty] | 21-81 41 46 21 26: Texturize Equipment | 23-20 50 11 17 14: Cementitious Fireproofing
[5 empty] | 21-81 41 46 21 27: Vulcanize Equipment | 23-20 50 11 17 17: Foamed Magnesium Oxychloride Fireproofing
[5 empty] | 21-81 41 46 21 28: Passivate Equipment | 23-20 50 11 17 21: Intumescent Mastic Fireproofing
[5 empty] | 21-81 41 46 21 29: Anneal Equipment | 23-20 50 11 17 24: Magnesium Cement Fireproofing
[5 empty] | 21-81 41 46 21 31: Pickle Equipment | 23-20 50 11 17 27: Mineral Fiber Cementitious Fireproofing
[5 empty] | 21-81 41 46 21 32: Cure Equipment | 23-20 50 11 17 31: Miner Fiber Fireproofing
[5 empty] | 21-81 41 46 21 33: Temper Equipment | 23-20 50 14: Firestopping
[5 empty] | 21-81 41 46 41: Coat/Plate Equipment | 23-20 50 14 11: Penetrations Firestopping
[5 empty] | 21-81 41 46 51: Dimensional Equipment | 23-20 50 14 11 11: Annular Space Protection
[5 empty] | 21-81 41 46 51 51: Stretch Equipment | 23-20 50 14 11 14: Fire Resistant Joint Sealants
[5 empty] | 21-81 41 46 51 52: Tent Equipment | 23-20 50 14 11 17: Firestopping Foams
[5 empty] | 21-81 41 46 51 53: Roll Equipment | 23-20 50 14 11 17 11: Intumescent Firestopping Foams
[5 empty] | 21-81 41 46 51 54: Calendar Equipment | 23-20 50 14 11 17 14: Silicone Firestopping Foams
[5 empty] | 21-81 41 46 61: Dry Process Equipment | 23-20 50 14 11 21: Firestopping Mortars
[5 empty] | 21-81 41 46 71: Finish and Trim Equipment | 23-20 50 14 11 24: Firestopping Pillows
[5 empty] | 21-81 41 46 71 71: Wind/unwind Equipment | 23-20 50 14 11 27: Thermal Barriers for Plastics
[5 empty] | 21-81 41 46 71 72: Slit Equipment | 23-20 50 14 14: Fire-Safing
[5 empty] | 21-81 41 46 71 73: Chop Equipment | 23-20 50 14 14 11: Fibrous Blankets
[5 empty] | 21-81 41 46 71 74: Cut Equipment | 23-20 50 14 14 14: Fire-Safing Sealants
[5 empty] | 21-81 41 46 71 75: Perforate Equipment | 23-20 50 14 14 17: Fire-Safing Clip Anchors
[5 empty] | 21-81 41 46 71 76: Spool Equipment | 23-20 50 17: Dampproofings
[5 empty] | 21-81 51: Fluid Treatment Equipment | 23-20 50 17 11: Dampproofing Membranes
[5 empty] | 21-81 51 51: Potable Water Treatment Equipment | 23-20 50 17 14: Dampproofing Coatings
[5 empty] | 21-81 51 51 11: Potable Water Treatment Equipment | 23-20 50 17 14 11: Bituminous Dampproofing Coatings
[5 empty] | 21-81 51 51 16: Potable Water Pump Equipment | 23-20 50 17 14 14: Cementitious Dampproofing Coatings
[5 empty] | 21-81 51 51 21: Potable Water Mixer and Flocculator Equipment | 23-20 50 21: Waterproofing
[5 empty] | 21-81 51 51 26: Potable Water Clarifying Equipment | 23-20 50 21 11: Built-Up Bituminous Waterproofing
[5 empty] | 21-81 51 51 31: Potable Water Filtering Equipment | 23-20 50 21 14: Sheet Waterproofing
[5 empty] | 21-81 51 51 36: Potable Water Aeration Equipment | 23-20 50 21 14 11: Bituminous Sheet Waterproofing
[5 empty] | 21-81 51 51 41: Potable Water Chemical Feed Equipment | 23-20 50 21 14 14: Elastomeric Sheet Waterproofing
[5 empty] | 21-81 51 51 46: Water Softening Equipment | 23-20 50 21 14 17: Modified Bituminous Sheet Waterproofing
[5 empty] | 21-81 51 51 51: Potable Water Disinfectant Feed Equipment | 23-20 50 21 14 21: Thermoplastic Sheet Waterproofing
[5 empty] | 21-81 51 51 56: Potable Water Fluoridation Equipment | 23-20 50 21 17: Fluid-Applied Waterproofing
[5 empty] | 21-81 51 51 61: Potable Water Taste and Odor Equipment | 23-20 50 21 17 11: Hot-Applied Rubberized Asphalt
[5 empty] | 21-81 51 52: Wastewater Treatment Equipment | 23-20 50 21 21: Sheet Metal Waterproofing
[5 empty] | 21-81 51 52 11: Wastewater Pump Station Equipment | 23-20 50 21 24: Cementitious and Reactive Waterproofing
[5 empty] | 21-81 51 52 16: Wastewater Sewer Piping Equipment | 23-20 50 21 24 11: Acrylic Modified Cement Waterproofing
[5 empty] | 21-81 51 52 21: Wastewater Tank Equipment | 23-20 50 21 24 14: Crystalline Waterproofing
[5 empty] | 21-81 51 52 26: Wastewater Screening Equipment | 23-20 50 21 24 17: Metal Oxide Waterproofing
[5 empty] | 21-81 51 52 31: Wastewater Chemical Addition Equipment | 23-20 50 21 27: Bentonite Waterproofing
[5 empty] | 21-81 51 52 36: Wastewater Comminutors Equipment | 23-20 50 21 27 11: Bentonite Panel Waterproofing
[5 empty] | 21-81 51 52 41: Wastewater Aeration and Flocculation Equipment | 23-20 50 21 27 14: Bentonite Sheet Waterproofing
[5 empty] | 21-81 51 52 46: Wastewater Flow Equalization Equipment | 23-20 50 21 31: Waterproof Traffic Coatings
[5 empty] | 21-81 51 52 51: Wastewater Flow Splinter Unit Equipment | 23-20 50 21 31 11: Pedestrian Waterproof Traffic Coatings
[5 empty] | 21-81 51 52 56: Wastewater Disinfection Equipment | 23-20 50 21 31 14: Vehicular Waterproof Traffic Coatings
[5 empty] | 21-81 51 52 61: Wastewater Sludge Removal Equipment | 23-20 50 24: Thermal Insulation
[5 empty] | 21-81 51 53: Storm Water Treatment Equipment | 23-20 50 24 11: Slab and Board Thermal Insulation
[5 empty] | 21-81 51 53 11: Storm Water Swale Equipment | 23-20 50 24 11 11: Polystyrene Slab and Board Thermal Insulation
[5 empty] | 21-81 51 53 16: Storm Water Inlet Equipment | 23-20 50 24 11 11 11: Expanded Polystyrene Slab and Board Thermal Insulation
[5 empty] | 21-81 51 53 21: Storm Water Culvert Equipment | 23-20 50 24 11 11 14: Extruded Polystyrene Slab and Board Thermal Insulation
[5 empty] | 21-81 51 53 26: Storm Water Headwall Equipment | 23-20 50 24 11 14: Urethane Slab and Board Thermal Insulation
[5 empty] | 21-81 51 53 31: Storm Water Outlet Protection Equipment | 23-20 50 24 11 17: Perlite Slab and Board Thermal Insulation
[5 empty] | 21-81 51 53 36: Storm Water Infiltration Equipment | 23-20 50 24 11 21: Fiberglass Slab and Board Thermal Insulation
[5 empty] | 21-81 51 53 41: Above-Ground Storm Water Storage Equipment | 23-20 50 24 14: Blanket Thermal Insulation
[5 empty] | 21-81 51 53 46: Underground Storm Water Storage Equipment | 23-20 50 24 14 11: Fiberglass Blanket Thermal Insulation
[5 empty] | 21-81 51 54: Fluid Waste Treatment Equipment | 23-20 50 24 14 14: Rock Wool Blanket Thermal Insulation
[5 empty] | 21-81 51 54 11: Fluid Treatment Equipment | 23-20 50 24 17: Thermal Insulation Coatings
[5 empty] | 21-81 51 54 14: Filter Underdrains and Media Equipment | 23-20 50 24 17 11: Sprayed Thermal Insulation Coatings
[5 empty] | 21-81 51 54 17: Fluid Waste Digester Covers and Appurtenances | 23-20 50 24 17 11 11: Sprayed Cellulose Thermal Insulation Coatings
[5 empty] | 21-81 51 54 21: Fluid Waste Oxygenation Equipment | 23-20 50 24 21: Loose Fill Thermal Insulation
[5 empty] | 21-81 51 54 24: Sludge Conditioning Equipment | 23-20 50 24 21 11: Granular Fill Thermal Insulation
[5 empty] | 21-81 51 54 27: Fluid Waste Treatment Equipment | 23-20 50 27: Sound Isolation Insulation
[5 empty] | 21-81 51 54 31: Fluid Waste Pump Equipment | 23-20 50 27 11: Slab and Board Sound Isolation Insulation
[5 empty] | 21-81 51 54 34: Grit Collection Equipment | 23-20 50 27 14: Fiberglass Slab and Board Sound Isolation Insulation
[5 empty] | 21-81 51 54 37: Fluid Waste Screen and Grind Equipment | 23-20 50 27 17: Blanket Sound Isolation Insulation
[5 empty] | 21-81 51 54 41: Sedimentation Tank Equipment | 23-20 50 27 17 11: Fiberglass Blanket Sound Isolation Insulation
[5 empty] | 21-81 51 54 44: Fluid Waste Scum Removal Equipment | 23-20 50 27 17 14: Rock Wool Blanket Sound Isolation Insulation
[5 empty] | 21-81 51 54 47: Fluid Waste Chemical Equipment | 23-20 50 27 21: Sound Isolation Coatings
[5 empty] | 21-81 51 54 51: Sludge Handling and Treatment Equipment | 23-20 50 27 24: Sound Isolation Loose Fills
[5 empty] | 21-81 51 54 54: Filter Press Equipment | 23-20 50 27 24 11: Granular Sound Isolation Loose Fills
[5 empty] | 21-81 51 54 57: Trickling Filter Equipment | 23-20 50 31: Protective Products
[5 empty] | 21-81 51 54 61: Fluid Waste Compressor Equipment | 23-20 50 31 11: Products for Prevention of Biological Damage
[5 empty] | 21-81 51 54 64: Fluid Waste Aeration Equipment | 23-20 50 31 11 11: Coatings for Prevention of Biological Damage
[5 empty] | 21-81 51 54 67: Sludge Digestion Equipment | 23-20 50 31 14: Products for Prevention of Chemical Damage
[5 empty] | 21-81 51 54 71: Digester Mixing Equipment | 23-20 50 31 14 11: Tiles and Slabs for Prevention of Chemical Damage
[5 empty] | 21-81 61: Measurement and Control Equipment | 23-20 50 31 14 14: Sheets for Prevention of Chemical Damage
[5 empty] | 21-81 61 61: Structural Measurement and Control Equipment | 23-20 50 31 14 17: Coatings for Prevention of Chemical Damage
[5 empty] | 21-81 61 61 11: Movement Measurement and Control Equipment | 23-20 50 31 17: Products for Prevention of Abrasive Wear
[5 empty] | 21-81 61 61 21: Seismic Measurement and Control Equipment | 23-20 90: Maintenance Products and Chemicals for Construction
[5 empty] | 21-81 61 62: Facility Services Measurement and Control Equipment | 23-20 90 11: Cleaning and Maintenance Products
[5 empty] | 21-81 61 62 11: Water and Drainage Measurement and Control Equipment | 23-20 90 11 11: Cleaning Products
[5 empty] | 21-81 61 62 21: HVAC Measurement and Control Equipment | 23-20 90 11 14: Maintenance Products
[5 empty] | 21-81 61 62 31: Electrical Measurement and Control Equipment | 23-20 90 11 17: Combined Cleaning and Protection Products
[5 empty] | 21-81 61 62 41: Lighting Measurement and Control Equipment | 23-20 90 14: Repair Products
[5 empty] | 21-81 61 62 51: Communications Measurement and Control Equipment | 23-20 90 14 11: Concrete Restoration and Cleaning Products
[5 empty] | 21-81 61 63: Transportation Measurement and Control Equipment | 23-20 90 14 11 11: Concrete Cleaning Products
[5 empty] | 21-81 61 63 11: Conveying Monitoring and Control Equipment | 23-20 90 14 11 14: Concrete Resurfacing Products
[5 empty] | 21-81 61 63 31: Railway Monitoring and Control Equipment | 23-20 90 14 11 17: Concrete Rehabilitation Products
[5 empty] | 21-81 61 63 31: Aircraft Monitoring and Control Equipment | 23-20 90 14 14: Masonry Restoration and Cleaning Products
[5 empty] | 21-81 61 63 41: Spacecraft Monitoring and Control Equipment | 23-20 90 14 14 11: Unit Masonry Restoration Products
[5 empty] | 21-81 61 63 51: Satellite Monitoring and Control Equipment | 23-20 90 14 14 14: Stone Restoration products
[5 empty] | 21-81 61 64: Infrastructure Measurement and Control Equipment | 23-20 90 14 14 17: Unit Masonry Cleaning Products
[5 empty] | 21-81 61 64 11: Utilities Monitoring and Control Equipment | 23-20 90 14 14 21: Stone Cleaning products
[5 empty] | 21-81 61 64 41: Traffic Monitoring and Control Equipment | 23-20 90 14 17: Metal Restoration and Cleaning Products
[5 empty] | 21-81 61 64 31: Marine Monitoring and Control Equipment | 23-20 90 14 21: Wood and Plastic Restoration and Cleaning Products
[5 empty] | 21-81 61 65: Process Measurement and Control Equipment | 23-20 90 14 21 11: Wood Restoration and Cleaning Products
[5 empty] | 21-81 61 65 11: Chemical Process Monitoring and Control Equipment | 23-20 90 14 21 14: Plastic Restoration and Cleaning Products
[5 empty] | 21-81 61 65 16: Biological Process Monitoring and Control Equipment | 23-20 90 17: Chemicals for Construction
[5 empty] | 21-81 61 65 21: Metallurgical Process Monitoring and Control Equipment | 23-20 90 17 11: Solvents
[5 empty] | 21-81 61 65 26: Thermal and Combustion Processes Monitoring and Control Equipment | 23-20 90 17 14: Acids
[5 empty] | 21-81 61 65 31: Power and Motive Processes Monitoring and Control Equipment | 23-20 90 17 17: Alkalis
[5 empty] | 21-81 61 65 36: Gas Processing and Treatment Monitoring and Control Equipment | 23-20 90 17 21: Salts
[5 empty] | 21-81 61 65 41: Fume Processing and Treatment Monitoring and Control Equipment | 23-20 90 17 99: Other Construction Chemicals
[5 empty] | 21-81 61 65 46: Particulate Processing and Treatment Monitoring and Control Equipment | 23-25: Structural and Space Division Products
[5 empty] | 21-81 61 65 51: Physical Processes Monitoring and Control Equipment | 23-25 05: Foundations
[5 empty] | 21-81 61 65 56: Web Processes Monitoring and Control Equipment | 23-25 05 11: Foundation Piles
[5 empty] | 21-81 61 65 61: Manufacturing and Assembly Monitoring and Control Equipment | 23-25 05 11 11: Foundation Pile Components
[5 empty] | 21-81 61 65 66: Material Inspection Monitoring and Control Equipment | 23-25 05 11 11 11: Pile Casings (Linings)
[5 empty] | 21-81 61 65 71: Material Handling Monitoring and Control Equipment | 23-25 05 11 11 14: Cores and Mandrels
[5 empty] | 21-81 61 65 76: Material Storage Monitoring and Control Equipment | 23-25 05 11 11 17: Pile Extension Pieces
[5 empty] | 21-81 61 65 81: Fluid Treatment Monitoring and Control Equipment | 23-25 05 11 11 21: Pile Shoes
[5 empty] | 21-81 61 66: Integrated Measurement and Control Equipment | 23-25 05 11 11 24: Pile Splices
[5 empty] | 21-81 61 66 11: Measurement and Control Instruments | 23-25 05 11 11 27: Pile Caps
[5 empty] | 21-81 61 66 21: Recording Instruments | 23-25 05 11 14: Driven Piles
[5 empty] | 21-81 61 66 31: Facility Monitoring and Control Equipment | 23-25 05 11 14 11: Composite Driven Piles
[5 empty] | 21-81 61 66 41: Infrastructure Monitoring and Control Equipment | 23-25 05 11 14 14: Concrete-Filled Steel Driven Piles
[5 empty] | 21-81 71: Manufacturing and Assembly Equipment | 23-25 05 11 14 17: Precast Concrete Driven Piles
[5 empty] | 21-81 71 71: Machining Equipment | 23-25 05 11 14 21: Rolled Steel Section Driven Piles
[5 empty] | 21-81 71 71 11: Lathe Equipment | 23-25 05 11 14 24: Unfilled Tubular Steel Driven Piles
[5 empty] | 21-81 71 71 21: Planing or Shaving Equipment | 23-25 05 11 14 27: Wood Driven Piles
[5 empty] | 21-81 71 71 31: Drilling Equipment | 23-25 05 11 14 31: Sheet Driven Piles
[5 empty] | 21-81 71 71 41: Sawing or Cutting Equipment | 23-25 05 11 17: Screw Piles
[5 empty] | 21-81 71 71 51: Grinding Equipment | 23-25 05 14: Caissons: Foundation Casings
[5 empty] | 21-81 71 71 61: Milling Equipment | 23-25 05 14 11: Well Foundation Casings
[5 empty] | 21-81 71 71 71: Machining Center Equipment | 23-25 05 14 14: Caissons
[5 empty] | 21-81 71 72: Forming Equipment | 23-25 05 17: Shallow Foundations
[5 empty] | 21-81 71 72 11: Pressing Equipment | 23-25 05 17 11: Column Bases
[5 empty] | 21-81 71 72 21: Molding Equipment | 23-25 05 17 14: Grade Beams
[5 empty] | 21-81 71 72 31: Injection Equipment | 23-25 05 17 17: Strip Foundation Blocks
[5 empty] | 21-81 71 72 41: Crystallizing Equipment | 23-25 05 21: Special Foundations
[5 empty] | 21-81 71 72 99: Other Forming Equipment | 23-25 05 21 11: Controlled Modulus Columns
[5 empty] | 21-81 71 73: Fabrication Equipment | 23-25 05 21 14: Other Special Foundations
[5 empty] | 21-81 71 73 11: Welding Equipment | 23-25 10: Structural Concrete Products
[5 empty] | 21-81 71 73 16: Joining Equipment | 23-25 10 11: Structural Concrete
[5 empty] | 21-81 71 73 21: Fusing Equipment | 23-25 10 14: Ready Mixed Concrete
[5 empty] | 21-81 71 73 26: Adhering Equipment | 23-25 10 17: Permanent Formwork
[5 empty] | 21-81 71 73 31: Stitching Equipment | 23-25 10 17 11: Structural Permanent Formwork
[5 empty] | 21-81 71 73 36: Composite Fabrication Equipment | 23-25 10 17 11 11: Permanent Steel Forms
[5 empty] | 21-81 71 73 41: Laminating Equipment | 23-25 10 17 11 14: Prefabricated Stair Forms
[5 empty] | 21-81 71 73 46: Etching Equipment | 23-25 10 21: Non-Structural Permanent Formwork
[5 empty] | 21-81 71 73 51: Photo-Fabricating Equipment | 23-25 10 24: Concrete Forms
[5 empty] | 21-81 71 74: Assembly Equipment | 23-25 10 27: Reinforcement and Prestressing Components
[5 empty] | 21-81 71 74 11: Manual Assembly Equipment | 23-25 10 27 11: Reinforcement Components
[5 empty] | 21-81 71 74 21: Automated Assembly Equipment | 23-25 10 27 11 11: Reinforcing Steel
[5 empty] | 21-81 71 75: Treatment Equipment | 23-25 10 27 11 14: Reinforcement Steel Mesh
[5 empty] | 21-81 71 75 11: Cleaning Equipment | 23-25 10 27 11 14 11: Welded Wire Fabric
[5 empty] | 21-81 71 75 56: Heat Treating Equipment | 23-25 10 27 11 17: Fibrous Reinforcing
[5 empty] | 21-81 71 75 21: Sanitizing/Sterilizing Equipment | 23-25 10 27 11 17 11: Steel Fibrous Reinforcing
[5 empty] | 21-81 71 75 26: Neutralizing Equipment | 23-25 10 27 11 17 14: Synthetic Fibrous Reinforcing
[5 empty] | 21-81 71 75 31: Electrostatic Equipment | 23-25 10 27 11 21: Reinforcement Couplers
[5 empty] | 21-81 71 75 36: Texturing Equipment | 23-25 10 27 11 24: Reinforcement Spacers
[5 empty] | 21-81 71 75 41: Vulcanizing Equipment | 23-25 10 27 11 27: Reinforcement Accessories
[5 empty] | 21-81 71 75 46: Passivating Equipment | 23-25 10 27 14: Prestressing Components
[5 empty] | 21-81 71 75 51: Annealing Equipment | 23-25 10 27 14 11: Stressing Tendons
[5 empty] | 21-81 71 75 56: Pickling Equipment | 23-25 10 27 14 11 11: Steel Stressing Tendons
[5 empty] | 21-81 71 76: Coating and Plating Equipment | 23-25 10 27 14 11 11 11: Steel Strand Stressing Tendons
[5 empty] | 21-81 71 76 11: Galvanizing Equipment | 23-25 10 27 14 11 11 14: Steel Wire Stressing Tendons
[5 empty] | 21-81 71 76 21: Copper Plating Equipment | 23-25 10 27 14 11 11 17: Steel Bar Stressing Tendons
[5 empty] | 21-81 71 76 31: Chrome Plating Equipment | 23-25 10 27 14 11 14: Glass Fiber
[5 empty] | 21-81 71 76 41: Terne Coating Equipment | 23-25 10 27 14 14: Steel Bars
[5 empty] | 21-81 71 77: Packaging Equipment | 23-25 10 27 14 17: Glass Fiber Tendons
[5 empty] | 21-81 71 77 11: Capping Equipment | 23-25 10 27 14 21: Prestressing Couplers
[5 empty] | 21-81 71 77 16: Box Making Equipment | 23-25 10 27 14 24: Tendon Sheathing
[5 empty] | 21-81 71 77 21: Folding/Pressing/Creasing Equipment | 23-25 10 27 14 24 11: Tendon Sheathing Ducts
[5 empty] | 21-81 71 77 26: Package Filling Equipment | 23-25 10 27 14 27: Prestressing Anchorages
[5 empty] | 21-81 71 77 31: Laminating Equipment | 23-25 10 27 17: Post-Tensioning Products
[5 empty] | 21-81 71 77 36: Sealing Equipment | 23-25 10 27 21: Complete Reinforcement Cages
[5 empty] | 21-81 71 77 41: Sewing Equipment | 23-25 10 27 24: Cast-In Jointing
[5 empty] | 21-81 71 77 46: Wrapping Equipment | 23-25 10 27 24 11: Expansion and Contraction Joints
[5 empty] | 21-81 71 77 51: Bundling Equipment | 23-25 10 27 24 14: Waterstops
[5 empty] | 21-81 71 77 56: Labeling Equipment | 23-25 20: Envelope Enclosure Products
[5 empty] | 21-81 71 77 61: Printing/Stamping Equipment | 23-25 20 11: Infill Façades
[5 empty] | 21-81 81: Material Inspection: Handling and Storage Equipment | 23-25 20 11 11: Exterior Wall Assemblies
[5 empty] | 21-81 81 81: Storage Equipment | 23-25 20 14: Glazed Façade and Roof Structures
[5 empty] | 21-81 81 81 11: Storage Bin | 23-25 20 14 11: Curtain Walls
[5 empty] | 21-81 81 81 21: Storage Silo | 23-25 20 14 11 11: Curtain Wall Components
[5 empty] | 21-81 81 81 31: Storage Hopper | 23-25 20 14 11 11 11: Curtain Wall Frames
[5 empty] | 21-81 81 81 41: Storage Tank | 23-25 20 14 11 11 14: Curtain Wall Sections
[5 empty] | 21-81 81 81 51: Storage Stack | 23-25 20 14 11 11 17: Infill Panels
[5 empty] | 21-81 81 81 61: Storage Palette | 23-25 20 14 11 14: Metal-Framed Curtain Wall
[5 empty] | 21-81 81 81 71: Storage Rack | 23-25 20 14 11 17: Translucent Wall Assemblies
[5 empty] | 21-81 81 82: Measuring Equipment | 23-25 20 14 14: Structural Glazing
[5 empty] | 21-81 81 82 11: Metering Equipment | 23-25 20 14 14 11: Structural Glass Curtain Walls
[5 empty] | 21-81 81 82 21: Weighing Equipment | 23-25 20 14 17: Suspended Glazing
[5 empty] | 21-81 81 83: Handling Equipment | 23-25 20 14 21: Patent Glazing
[5 empty] | 21-81 81 83 11: Up-Ending Equipment | 23-25 20 14 24: Screen and Storm Doors
[5 empty] | 21-81 81 83 21: Load / Unload Equipment | 23-25 20 14 24 11: Metal Screen and Storm Doors
[5 empty] | 21-81 81 83 31: Lifting Equipment | 23-25 20 14 24 14: Wood and Plastic Screen and Storm Doors
[5 empty] | 21-81 81 83 41: Shelving Equipment | 23-25 20 14 27: Glazed Roof Structures
[5 empty] | 21-81 81 83 51: Retrieving Equipment | 23-25 20 14 27 11: Sections for Glazed Roofs
[5 empty] | 21-81 81 83 61: Dispensing Equipment | 23-25 20 14 27 14: Sloped Glazing Assemblies
[5 empty] | 21-81 81 83 71: Transferring or Conveying Equipment | 23-25 20 14 27 17: Translucent Roof Assemblies
23-25 30: Structural Framing Products
23-25 30 11: Structural Frames
23-25 30 11 11: Beam-Column Frames
23-25 30 11 14: Column-Slab Frames
23-25 30 11 14 11: Columns
23-25 30 11 14 14: Beams
23-25 30 11 17: Portal Frames
23-25 30 11 21: Structural Racking
23-25 30 11 24: Structural Bearings
23-25 30 11 24 11: Roller Bearings
23-25 30 11 24 14: Slide Bearings
23-25 30 11 24 17: Rocker Bearings
23-25 30 11 24 21: Fixed Bearings
23-25 30 11 27: Vibration and Earthquake Controls
23-25 30 14: Space Frames
23-25 30 14 11: Booms: Braces
23-25 30 14 14: Couplers
23-25 30 14 17: Complete Space Frames
23-25 30 17: Geodesic Structures
23-25 30 21: Rafters: Beams: and Joists
23-25 30 21 11: Rafters: Trussed
23-25 30 21 14: Trussed Beams and Joists
23-25 30 21 14 11: Metal Joists
23-25 30 21 14 14: Composite Joist Assemblies
23-25 30 21 14 17: Metal-Web Wood Joists
23-25 30 21 14 21: Wood Trusses
23-25 30 21 14 21: Metal Trusses
23-25 30 21 17: Web Beams and Joists
23-25 30 21 17 11: Wood I Joists
23-25 30 24: Structural Walls
23-25 30 24 11: Concrete Structural Walls
23-25 30 24 14: Masonry Structural Walls
23-25 30 24 17: Wood Framed Structural Walls
23-25 30 24 21: Metal Framed Structural Walls
23-25 30 24 24: Structural Panels
23-25 30 24 24 11: Cementitious Reinforced Structural Panels
23-25 30 24 24 14: Stressed Skin Structural Panels
23-25 30 24 24 17: Structural Insulated Panels
23-25 30 24 99: Other Structural Walls
23-25 30 27: Structural Floors and Flat Roofs
23-25 30 27 11: Structural Floor Decks
23-25 30 27 11 11: Concrete Structural Floor Decks
23-25 30 27 11 14: Metal Structural Floor Decks
23-25 30 27 11 14 11: Raceway Deck Systems
23-25 30 27 11 14 14: Acoustical Metal Floor Deck
23-25 30 27 11 17: Wood Floor Decking
23-25 30 27 14: Structural Roof Decks
23-25 30 27 14 11: Concrete Structural Roof Decks
23-25 30 27 14 14: Metal Structural Roof Decks
23-25 30 27 14 14 11: Acoustical Metal Roof Deck
23-25 30 27 14 17: Wood Roof Decking
23-25 30 27 17: Structural Grating Floors
23-25 30 27 21: Balconies and Overhang Units
23-25 30 27 21 11: Balcony Components
23-25 30 27 21 11 11: Balcony Holders and Mechanical Fasteners
23-25 30 27 21 14: Concrete Balconies and Overhang Units
23-25 30 27 21 17: Metal Balconies and Overhang Units
23-25 30 27 21 21: Wood Balconies and Overhang Units
23-25 30 31: Structural Profiled Roofs
23-25 30 31 11: Prefabricated Shell Roofs
23-25 40: Space Division Products
23-25 40 11: Fixed Partitions
23-25 40 11 11: Gypsum Board Fixed Partitions
23-25 40 11 11 11: Metal-Framed Gypsum Board Fixed Partitions
23-25 40 11 11 14: Wood-Framed Gypsum Board Fixed Partitions
23-25 40 11 14: Plaster Fixed Partitions
23-25 40 11 14 11: Gypsum Plaster Fixed Partitions
23-25 40 11 14 14: Portland Cement Plaster Fixed Partitions
23-25 40 11 14 17: Metal-Framed Plaster Fixed Partitions
23-25 40 11 14 21: Wood-Framed Plaster Fixed Partitions
23-25 40 11 17: Masonry Fixed Partitions
23-25 40 14: Demountable Partitions
23-25 40 14 11: General Demountable Partitions
23-25 40 14 11 11: Demountable Partitions Component
23-25 40 14 11 11 11: Partition Frames
23-25 40 14 11 11 14: Partition Infill Panels
23-25 40 14 11 11 17: Mechanical Fasteners for Partitions
23-25 40 14 11 11 21: Joint Fillers and Tapes
23-25 40 14 11 14: Gypsum Board Demountable Partitions
23-25 40 14 11 17: Metal Demountable Partitions
23-25 40 14 11 21: Wood Demountable Partitions
23-25 40 14 14: Sanitary Partitions and Cubicles
23-25 40 14 14 11: Toilet Compartments and Urinal Screens
23-25 40 14 14 11 11: Metal Toilet Compartments and Urinal Screens
23-25 40 14 14 11 14: Plastic Laminate Toilet Compartments and Urinal Screens
23-25 40 14 14 11 17: Plastic Toilet Compartments and Urinal Screens
23-25 40 14 14 11 21: Particleboard Toilet Compartments and Urinal Screens
23-25 40 14 14 11 24: Stone Toilet Compartments and Urinal Screens
23-25 40 14 14 14: Shower and Dressing Compartments
23-25 40 14 14 14 11: Metal Shower and Dressing Compartments
23-25 40 14 14 14 14: Plastic Laminate Shower and Dressing Compartments
23-25 40 14 14 14 17: Plastic Shower and Dressing Compartments
23-25 40 14 14 14 21: Particleboard Shower and Dressing Compartments
23-25 40 14 14 14 24: Stone Shower and Dressing Compartments
23-25 40 14 14 17: Cubicles
23-25 40 14 14 17 11: Cubicle Curtains
23-25 40 14 14 17 14: Cubicle Track and Hardware
23-25 40 14 17: Storage Wall Partitions and Compartments
23-25 40 14 17 11: Wire Mesh Partitions
23-25 40 14 21: Modular Corridor Linings
23-25 40 14 24: Combined Partitions and Ceilings
23-25 40 17: Operable Partitions
23-25 40 17 11: Horizontally Sliding Partitions
23-25 40 17 14: Folding Panel Partitions
23-25 40 17 17: Accordion Folding Partitions
23-25 40 17 21: Coiling Partitions
23-25 40 17 24: Vertically Sliding Room Dividers
23-25 40 21: Fences
23-25 40 21 11: Fence Components
23-25 40 21 11 11: Fence Posts
23-25 40 21 11 14: Fencing Fabric
23-25 40 21 11 17: Fence Accessories
23-25 40 21 14: Fences by Material
23-25 40 21 14 11: Wood Fences
23-25 40 21 14 14: Metal Fences
23-25 40 21 14 17: Plastic Fences
23-25 40 21 14 21: Composite Fences
23-25 40 21 17: Fences by Type
23-25 40 21 17 11: Chain Link Fences
23-25 40 21 17 14: Wire Fences
23-25 40 21 17 17: Ornamental Fences
23-25 40 21 17 21: Post and Rail Fences
23-25 40 21 17 24: Panel Fences
23-25 40 21 21: Gates
23-25 40 21 21 11: Swinging Gates
23-25 40 21 21 14: Sliding Gates
23-25 40 21 24: Turnstiles
23-25 40 21 27: Portable Post and Railing Barriers
23-30: Openings: Passages: Protection
23-30 10: Doors
23-30 10 11: Door Components
23-30 10 11 11: Door Frames
23-30 10 11 14: Door
23-30 10 11 17: Preassembled Door and Frame Units
23-30 10 11 21: Fanlights
23-30 10 11 24: Door Sections
23-30 10 11 24 11: Structural Door Sections
23-30 10 11 24 14: Door Cladding Sections
23-30 10 11 27: Door Linings and Boards
23-30 10 11 31: Door Renovation Sets
23-30 10 11 34: Door Accessories
23-30 10 11 34 11: Peep Holes
23-30 10 11 34 14: Buffers and Stops
23-30 10 11 34 17: Mail Openings and Slots
23-30 10 11 34 21: Door Louvers and Lights
23-30 10 14: Passage Doors by Material
23-30 10 14 11: Metal Passage Doors
23-30 10 14 14: Wood Passage Doors
23-30 10 14 17: Plastic Passage Doors
23-30 10 14 21: Composite Passage Doors
23-30 10 14 24: Glazed Passage Doors
23-30 10 14 27: All-Glass Passage Doors
23-30 10 17: Doors and Grills by Method of Operation
23-30 10 17 11: Sliding Doors
23-30 10 17 14: Sliding Grills
23-30 10 17 17: Folding Doors and Grilles
23-30 10 17 17 11: Accordion Folding Doors
23-30 10 17 17 14: Accordion Folding Grilles
23-30 10 17 17 17: Folding Fire Doors
23-30 10 17 17 21: Panel Folding Doors
23-30 10 17 17 24: Bifold Doors
23-30 10 17 21: Revolving Doors
23-30 10 17 24: Balanced Doors
23-30 10 17 27: Coiling Doors
23-30 10 17 27 11: Overhead Coiling
23-30 10 17 27 14: Side Coiling
23-30 10 17 31: Vertical Lift Doors
23-30 10 17 31 11: Multi-Leaf Vertical Lift Doors
23-30 10 17 31 14: Telescoping Vertical Lift Doors
23-30 10 17 34: Telescopic Stacking Doors
23-30 10 17 37: Overhead Doors
23-30 10 17 37 11: Single-Panel Overhead Doors
23-30 10 17 37 14: Sectional Overhead Doors
23-30 10 21: Special Function Doors
23-30 10 21 11: Fire Doors
23-30 10 21 11 11: Rolling Fire Doors
23-30 10 21 11 14: Fire Shutters
23-30 10 21 11 17: Swinging Fire Doors
23-30 10 21 11 21: Temperature Rate of Rise Fire Doors
23-30 10 21 14: Security Doors
23-30 10 21 17: Controlled Environment Doors
23-30 10 21 17 11: Cold Storage Doors
23-30 10 21 17 14: Sound Control Doors
23-30 10 21 17 17: Radiation Protection Doors
23-30 10 21 17 17 11: Electromagnetic Shielding Doors
23-30 10 21 17 17 14: RF Shielding Doors
23-30 10 21 17 17 17: BO Shielding Doors
23-30 10 21 17 17 21: Radio Frequency Protection Doors
23-30 10 21 17 17 24: X-Ray Protection Doors
23-30 10 21 17 17 27: Nuclear Radiation Protection Doors
23-30 10 21 17 17 31: High Energy Magnetic Pulse Protection Doors
23-30 10 21 21: Detention Doors
23-30 10 21 24: Hanger Doors
23-30 10 21 27: Lightproof Doors
23-30 10 21 27 11: Revolving Darkroom Door
23-30 10 21 31: Traffic Doors
23-30 10 21 31 11: Flexible Traffic Doors
23-30 10 21 31 14: Flexible Strip Doors
23-30 10 21 31 17: Rigid Panel Traffic Doors
23-30 10 21 31 21: Rapid Opening Doors
23-30 10 21 34: Industrial Doors
23-30 10 21 37: Pressure-Resistant Doors
23-30 10 21 37 11: Airtight Doors
23-30 10 21 37 14: Blast-Resistant Doors
23-30 10 21 37 17: Watertight Doors
23-30 10 24: Other Doors
23-30 10 24 11: Storm Doors
23-30 10 24 14: Screen Doors
23-30 10 24 17: Other Special Purpose Doors
23-30 10 27: Access Doors and Panels
23-30 10 27 11: Trap Doors
23-30 10 27 14: Access Panels
23-30 10 27 17: Access Doors
23-30 10 27 21: Floor Hatches
23-30 10 27 24: Roof Hatches
23-30 10 27 27: Security Hatches
23-30 20: Windows
23-30 20 11: Window Components
23-30 20 11 11: Window Sections
23-30 20 11 14: Window Linings and Boards
23-30 20 11 17: Window Vents
23-30 20 14: Windows by Material
23-30 20 14 11: Metal Windows
23-30 20 14 14: Wood Windows
23-30 20 14 17: Plastic Windows
23-30 20 14 21: Composite Windows
23-30 20 17: Windows by Method of Opening
23-30 20 17 11: Fixed Windows
23-30 20 17 14: Sliding Windows
23-30 20 17 14 11: Vertical Sliding Windows
23-30 20 17 14 14: Horizontal Sliding Windows
23-30 20 17 17: Hung Windows
23-30 20 17 17 11: Single-Hung Windows
23-30 20 17 17 14: Double-Hung Windows
23-30 20 17 17 17: Triple-Hung Windows
23-30 20 17 21: Swinging Windows
23-30 20 17 21 11: Awning Windows
23-30 20 17 21 14: Casement Windows
23-30 20 17 21 17: Projected Windows
23-30 20 17 21 21: Vertical Pivoted Windows
23-30 20 17 21 24: Jalousie Windows
23-30 20 17 21 27: Jal-Awning Windows
23-30 20 21: Other Windows
23-30 20 21 11: Projecting Windows
23-30 20 21 11 11: Bay Windows
23-30 20 21 11 11 11: Angled Bay Windows
23-30 20 21 11 11 14: Box Bay Windows
23-30 20 21 11 14: Bow Windows
23-30 20 21 11 17: Garden Windows
23-30 20 21 14: Roof Windows
23-30 20 21 17: Pavement Lights
23-30 20 21 17 11: Glass Masonry Units
23-30 20 24: Special Purpose Windows
23-30 20 24 11: Detention Windows
23-30 20 24 14: Pass Windows
23-30 20 24 17: Controlled Environment Windows
23-30 20 24 17 11: Sound Control Windows
23-30 20 24 17 14: Radiation Protection Windows
23-30 20 24 17 14 11: Electromagnetic Shielding Windows
23-30 20 24 17 14 14: RF Shielding Windows
23-30 20 24 17 14 17: BO Shielding Windows
23-30 20 24 17 14 21: Radio Frequency Protection Windows
23-30 20 24 17 14 24: X-Ray Protection Windows
23-30 20 24 17 14 27: Nuclear Radiation Protection Windows
23-30 20 24 17 14 31: High Energy Magnetic Pulse Protection Windows
23-30 20 24 21: Security Windows
23-30 30: Skylights
23-30 30 11: Skylight Components
23-30 30 11 11: Skylight Hardware
23-30 30 14: Unit Skylights
23-30 30 14 11: Domed Unit Skylights
23-30 30 14 14: Pyramidal Unit Skylights
23-30 30 14 17: Vaulted Unit Skylights
23-30 30 17: Metal-Framed Skylights
23-30 30 17 11: Domed Metal-Framed Skylights
23-30 30 17 14: Motorized Metal-Framed Skylights
23-30 30 17 17: Pyramidal Metal-Framed Skylights
23-30 30 17 21: Ridge Metal-Framed Skylights
23-30 30 17 24: Vaulted Metal-Framed Skylights
23-30 30 21: Lantern Lights
23-30 30 24: Tubular Skylights
23-30 40: Hardware for Openings
23-30 40 11: Hardware for Doors
23-30 40 11 11: Rotation: Pivoting Door Gear
23-30 40 11 14: Sliding Door Gear
23-30 40 11 17: Combined Movement Door Gear
23-30 40 11 21: Door Guiding Hardware
23-30 40 11 24: Door Holding Hardware
23-30 40 11 24 11: Door Hold Open Hardware
23-30 40 11 27: Door Closing Hardware
23-30 40 11 27 11: Door Closers
23-30 40 11 27 11 11: Floor Door Closers
23-30 40 11 27 11 14: Surface Door Closers
23-30 40 11 27 11 17: Concealed Overhead Door Closers
23-30 40 11 31: Door Locking Hardware
23-30 40 11 34: Automatic Door Controls and Operators
23-30 40 11 34 11: Card Key Door Locking Hardware
23-30 40 11 34 14: Electrical Door Locking Control
23-30 40 11 34 17: Electromagnetic Door Holders
23-30 40 14: Hardware for Windows
23-30 40 14 11: Sliding Window Gear
23-30 40 14 11 11: Horizontal Sliding Window Gear
23-30 40 14 11 14: Vertical Sliding Window Gear
23-30 40 14 11 17: Sliding Projecting Window Gear
23-30 40 14 14: Horizontal Pivoting Window Gear
23-30 40 14 17: Window Tilt and Turn Gear
23-30 40 14 21: Louver Gear
23-30 40 14 24: Automatic Window Equipment
23-30 40 14 27: Window Locks
23-30 40 14 31: Window Lifts
23-30 40 14 34: Window Operators
23-30 40 17: Specialties for Openings
23-30 40 17 11: Door Specialties
23-30 40 17 14: Window Specialties
23-30 40 21: Mechanical Fasteners for Openings
23-30 40 24: Hinges and Pivots
23-30 40 24 11: Hinges
23-30 40 24 14: Pivots
23-30 40 27: Locks and Latches
23-30 40 27 11: Mortise
23-30 40 27 14: Cylindrical Latch
23-30 40 27 17: Lock Cylinders
23-30 40 27 21: Deadbolts
23-30 40 31: Handles: Knobs: Levers: and Security Bars
23-30 40 31 11: Security Devices
23-30 40 34: Weatherstripping and Seals
23-30 40 34 11: Door Weatherstripping and Seals
23-30 40 34 14: Thresholds
23-30 40 34 17: Window Weatherstripping and Seals
23-30 40 99: Other Openings Hardware
23-30 40 99 11: Door Stops
23-30 50: Glazing
23-30 50 11: Glass Glazing
23-30 50 11 11: Bent Glass
23-30 50 11 14: Chemically-Strengthened Glass
23-30 50 11 17: Coated Glass
23-30 50 11 21: Composite Glass
23-30 50 11 24: Decorative Glass
23-30 50 11 27: Fire-Rated Glass
23-30 50 11 31: Float Glass
23-30 50 11 34: Heat-Strengthened Glass
23-30 50 11 37: Impact Resistant Glass
23-30 50 11 41: Insulating Glass
23-30 50 11 44: Laminated Glass
23-30 50 11 47: Low-Emissivity Glass
23-30 50 11 51: Mirrored Glass
23-30 50 11 54: Rolled Glass
23-30 50 11 57: Spandrel Glass
23-30 50 11 61: Tempered Glass
23-30 50 11 64: Wired Glass
23-30 50 14: Plastic Glazing
23-30 50 14 11: Ballistics-Resistant Plastic Glazing
23-30 50 14 14: Decorative Plastic Glazing
23-30 50 14 17: Insulating Plastic Glazing
23-30 50 14 21: Translucent Plastic Glazing
23-30 50 14 24: Transparent Plastic Glazing
23-30 50 14 27: Mirrored Plastic Glazing
23-30 50 17: Glazing by Special Function
23-30 50 17 11: Security Glazing
23-30 50 17 14: Ballistics-Resistant Glass Glazing
23-30 50 17 17: Pressure-Resistant Glazing
23-30 50 17 21: Hurricane-Resistant Glazing
23-30 50 17 24: Radiation-Resistant Glazing
23-30 50 17 27: Transparent Mirrored Glazing
23-30 50 17 31: Cable Suspended Glazing
23-30 50 21: Glazing Components
23-30 50 21 11: Glazing Frames
23-30 50 21 14: Glazing Sections
23-30 50 21 17: Mechanical Glazing Fasteners
23-30 50 24: Glazing Accessories
23-30 50 24 11: Glazing Beads
23-30 50 24 14: Condensation Channels
23-30 50 24 17: Glazing Sealants and Tapes
23-30 50 24 21: Glazing Gaskets
23-30 50 24 24: Glazing Leading Material
23-30 50 27: Protective Films by Performance
23-30 50 27 11: Solar Control Films
23-30 50 27 14: Safety Films
23-30 50 27 17: Security Films
23-30 50 31: Glazing Sections: Blocks
23-30 50 31 11: U Sections
23-30 50 31 14: Glass Masonry Units
23-30 60: Protection of Openings
23-30 60 11: Exterior Protection of Openings
23-30 60 11 11: Projecting Screens
23-30 60 11 11 11: Canopies
23-30 60 11 11 11 11: Solid Canopies
23-30 60 11 11 11 14: Louvered Canopies
23-30 60 11 11 14: Vertical Fins
23-30 60 11 11 14 11: Solid Vertical Fins
23-30 60 11 11 14 14: Louvered Vertical Fins
23-30 60 11 11 17: Awnings
23-30 60 11 11 17 11: Manual Awnings
23-30 60 11 11 17 14: Powered Awnings
23-30 60 11 14: Exterior Shutters
23-30 60 11 14 11: Shutter Components
23-30 60 11 14 11 11: Roller Shutter Gear
23-30 60 11 14 11 14: Roller Shutter Sections
23-30 60 11 14 11 17: Roller Shutter Casings
23-30 60 11 14 14: Sliding Exterior Shutters
23-30 60 11 14 17: Swinging Exterior Shutters
23-30 60 11 14 21: Coiling Exterior Shutters
23-30 60 11 17: Exterior Louvers and Grilles
23-30 60 11 17 11: Fixed Exterior Louvers and Grilles
23-30 60 11 17 14: Roller Exterior Louvers and Grilles
23-30 60 11 17 17: Sliding Exterior Louvers and Grilles
23-30 60 11 21: Storm Panels
23-30 60 11 21 11: Demountable Storm Panels
23-30 60 11 21 14: Movable Storm Panels
23-30 60 14: Interior Window Treatment
23-30 60 14 11: Blinds
23-30 60 14 11 11: Horizontal Blinds
23-30 60 14 11 14: Vertical Blinds
23-30 60 14 11 17: Blinds Components
23-30 60 14 11 17 11: Slats
23-30 60 14 11 17 14: Vanes
23-30 60 14 11 17 17: Blinds Hardware
23-30 60 14 14: Curtains and Drapes
23-30 60 14 17: Interior Shutters
23-30 60 14 21: Shades
23-30 60 14 24: Solar-Control Films
23-30 60 17: Fire and Smoke Shutters and Curtains
23-30 60 17 11: Fire Shutters
23-30 60 17 11 11: Vertical Fire Shutters
23-30 60 17 11 14: Horizontal Fire Shutters
23-30 60 17 14: Smoke Curtains and Shutters
23-30 60 17 17: Water Spray Smoke Curtains
23-30 60 21: Insect Screens
23-30 60 21 11: Complete Insect Screens
23-30 60 21 14: Components
23-30 60 21 14 11: Frames for Insect Screens
23-30 60 21 14 14: Mesh for Insect Screens
23-30 70: Circulation and Escape
23-30 70 11: Ramps
23-30 70 14: Walkways
23-30 70 17: Ladders
23-30 70 17 11: Ladder Components
23-30 70 17 11 11: Ladder Hardware
23-30 70 17 11 14: Rungs
23-30 70 17 14: Vertical Ladders
23-30 70 17 17: Ships Ladders
23-30 70 21: Stairs
23-30 70 21 11: Stair Components
23-30 70 21 11 11: Stair Treads
23-30 70 21 11 11 11: Stair Nosings
23-30 70 21 11 11 14: Tread Coverings
23-30 70 21 11 14: Stair Railings
23-30 70 21 11 17: Stair Handrails
23-30 70 21 11 21: Stair Barrier Gates
23-30 70 21 14: Spiral Stairs
23-30 70 21 14 11: Metal Spiral Stairs
23-30 70 21 14 14: Wood Spiral Stairs
23-30 70 21 17: Retractable Stairs
23-30 70 24: Fire Escapes
23-30 70 24 11: Escape Ladders: Stairs
23-30 70 24 11 11: Fire Escapes
23-30 70 24 14: Escape Slides
23-30 70 24 17: Slings
23-30 80: Circulation Guiding and Protection
23-30 80 11: Guardrails
23-30 80 11 11: Guardrail Components
23-30 80 11 11 11: Infill Panels
23-30 80 11 11 14: Posts: Newel Posts: Pickets
23-30 80 11 11 17: Railing
23-30 80 14: Handrails
23-30 82 11: Rope Handrails
23-30 82 12: Cappings
23-30 82 13: Chain Handrails
23-30 80 17: Impact Protection
23-30 80 17 11: Impact Guard Rails
23-30 80 17 11 11: Bumper Guards
23-30 80 17 14: Corner Guards
23-30 80 17 17: Column Protectors
23-30 80 17 21: Door and Wall Protectors
23-30 80 17 21 11: Impact-Resistant Wall Protection
23-35: Covering: Cladding: and Finishes
23-35 05: Multi-Function Coverings: Claddings: Linings
23-35 05 11: Multi-Function Claddings
23-35 06 10: Roof and Wall Cladding
23-35 06 11: Siding
23-35 06 11 10: Metal Siding
23-35 06 11 20: Composition Siding
23-35 06 11 30: Mineral Fiber Cement Siding
23-35 06 11 40: Plastic Siding
23-35 06 11 50: Wood Siding
23-35 06 20: Multi-Function Linings
23-35 06 21: Roof and Wall Panels
23-35 06 21 10: Metal Roof and Wall Panels
23-35 06 21 20: Plastic Roof and Wall Panels
23-35 06 21 30: Wood Roof and Wall Panels
23-35 06 21 40: Composite Roof and Wall Panels
23-35 06 21 50: Faced Roof and Wall Panels
23-35 06 21 51: Aggregate Coated Panels
23-35 06 21 52: Porcelain Enameled Faced Panels
23-35 06 21 53: Tile Faced Panels
23-35 06 21 60: Fiber-Reinforced Cementitious Panels
23-35 06 21 61: Glass-Fiber-Reinforced Cementitious Panels
23-35 06 21 62: Miner-Fiber-Reinforced Cementitious Panels
23-35 06 22: Ceiling and Wall Panels
23-35 06 22 10: Flexible Wood Sheets
23-35 06 22 20: Acoustical Wall Treatment
23-35 06 23: Plasters
23-35 05 14: Preformed Casings
23-35 05 17: Ancillary Products for Coverings and Claddings
23-35 05 17 11: Supports for Coverings and Claddings
23-35 05 17 14: Mechanical Fasteners for Coverings and Claddings
23-35 05 17 17: Movement and Dividing Joints for Coverings and Claddings
23-35 05 17 21: Joint Coverings: Flashings: Tapes
23-35 05 17 24: Reinforcements for Coverings and Claddings
23-35 05 17 27: Trims: Edgings: Cappings
23-35 05 17 31: Spacers
23-35 05 17 34: Profile Fillers
23-35 05 17 37: Underlays: Linings: Separations
23-35 05 17 41: Beddings: Adhesives for Coverings and Claddings
23-35 05 17 44: Sealants for Coverings and Claddings
23-35 10: Wall Coverings: Claddings: Linings
23-35 10 11: Wall Cladding Sections
23-35 10 11 11: Metal Wall Cladding Sections
23-35 10 11 14: Wood Wall Cladding Sections
23-35 10 11 17: Plastics Wall Cladding Sections
23-35 10 11 99: Other Wall Cladding Sections
23-35 10 14: Wall Tiles
23-35 10 14 11: Stone: Natural and Reconstituted Wall Tiles
23-35 10 14 14: Cementitious Wall Tiles
23-35 10 14 17: Clay-Based Wall Tiles
23-35 10 14 21: Metal Wall Tiles
23-35 10 14 24: Vegetable-Based Wall Tiles
23-35 10 14 27: Plastics Wall Tiles
23-35 10 14 31: Other Wall Tiles
23-35 10 17: Wall Cladding Panels
23-35 10 17 11: Stone Facing
23-35 10 17 14: Cementitious Wall Cladding Panels
23-35 10 17 14 11: Precast Concrete Wall Cladding Panels
23-35 10 17 17: Metal Wall Cladding Panels
23-35 10 17 21: Wood-Based Wall Cladding Panels
23-35 10 17 24: Plastic Wall Cladding Panels
23-35 10 17 24 11: Plastic Blocks
23-35 10 17 99: Other Wall Cladding Panels
23-35 10 21: Wall Cladding Sheets
23-35 10 21 11: Fiber-Based Wall Cladding Sheets
23-35 10 21 14: Metal Wall Cladding Sheets
23-35 10 21 17: Plastic Wall Cladding Sheets
23-35 10 24: Wall Coverings
23-35 10 24 11: Wallpaper
23-35 10 24 14: Wall Fabrics
23-35 10 24 17: Plastic Wall Coverings
23-35 10 24 21: Cork Wall Covering
23-35 10 24 24: Vinyl-Coated Fabric Wall Covering
23-35 10 24 27: Vinyl Wall Covering
23-35 10 24 31: Wall Carpet
23-35 10 24 34: Wall Veneers
23-35 10 27: Wall Linings
23-35 10 31: Wall Finish Coatings
23-35 17 10: Renders
23-35 17 20: Acoustical Wall Finishes
23-35 10 34: Wall Specialties and Trim
23-35 10 34 11: Pilasters
23-35 10 34 14: Niches
23-35 10 34 17: Moldings
23-35 10 34 21: Renovating Wall Coverings: Claddings
23-35 10 37: Wall Finish Restoration Products
23-35 20: Roof Coverings: Claddings: Linings
23-35 20 11: Roof Shingles and Tiles
23-35 20 11 11: Roof Shingle and Tile Components
23-35 20 11 11 11: Shingles: Shakes
23-35 20 11 11 14: Slate: Tile Vents
23-35 20 11 11 17: Tile and Slate Mechanical Fasteners
23-35 20 11 11 21: Ridges: Rake Edges (Verges ): Edges
23-35 20 11 11 24: Underlayment
23-35 20 11 14: Roof Tiles
23-35 20 11 14 11: Clay
23-35 20 11 14 14: Concrete
23-35 20 11 14 17: Metal
23-35 20 11 14 21: Mineral Fiber Cement
23-35 20 11 14 24: Plastic
23-35 20 11 17: Slates
23-35 20 11 21: Natural Stone Roofing
23-35 20 11 24: Roof Shingles
23-35 20 11 24 11: Asphalt Roof Shingles
23-35 20 11 24 14: Fiberglass Reinforced Roof Shingles
23-35 20 11 24 17: Metal Roof Shingles
23-35 20 11 24 21: Mineral Fiber Cement Roof Shingles
23-35 20 11 24 24: Plastic Roof Shingles
23-35 20 11 24 27: Porcelain Enamel Roof Shingles
23-35 20 11 24 31: Wood Shingles
23-35 20 11 27: Shakes
23-35 20 11 27 11: Wood Shakes
23-35 20 14: Roof Cladding
23-35 20 14 11: Roof Cladding Sheets
23-35 20 14 11 11: Metal Roof Panels
23-35 20 14 11 11: Sheet Metal Roofing
23-35 20 14 14: Roof Battens
23-35 20 17: Roof Coverings
23-35 20 17 11: Thatched Roofing
23-35 20 17 14: Sod Roofing
23-35 20 17 17: Vegetated Covering
23-35 20 21: Roof Membranes
23-35 20 21 11: Single-Layer Roof Membranes
23-35 20 21 11 11: Elastomeric Single-Layer Roof Membranes
23-35 20 21 11 11 11: Chlorinated Polyethylene (CPE) Single-Layer Roof Membranes
23-35 20 21 11 11 14: Chlorosulfonated Polyethylene (CSPE) Single-Layer Roof Membranes
23-35 20 21 11 11 17: Copolymer Alloy (CPA) Single-Layer Roof Membranes
23-35 20 21 11 11 21: Ethylene Propylene Diene Monomer (EPDM) Single-Layer Roof Membranes
23-35 20 21 11 11 24: Nitrile Butadiene Polymer (NBP) Single-Layer Roof Membranes
23-35 20 21 11 11 27: Polyisobutylene (PIB) Single-Layer Roof Membranes
23-35 20 21 11 14: Thermoplastic Single-Layer Roof Membranes
23-35 20 21 11 14 11: Ethylene Interpolymer (EIP) Single-Layer Roof Membranes
23-35 20 21 11 14 14: Polyvinyl chloride (PVC) Single-Layer Roof Membranes
23-35 20 21 11 14 17: Thermoplastic Alloy (TPA) Single-Layer Roof Membranes
23-35 20 21 14: Multi-Layer Roof Membranes
23-35 20 21 14 11: Built-Up Bituminous Roofing
23-35 20 21 14 11 11: Asphalt Roofing
23-35 20 21 14 11 14: Coal-Tar Roofing
23-35 20 21 14 14: Cold-Applied Bituminous Roofing
23-35 20 21 14 14 11: Cold-Applied Mastic Roof Membrane
23-35 20 21 14 14 14: Glass-Fiber-Reinforced Asphalt Emulsion Roofing
23-35 20 21 14 17: Modified Bituminous Roof Membranes (APP: SBS: etc )
23-35 20 21 17: Fluid Applied Roofing
23-35 20 21 21: Coated Foam Roofing
23-35 20 21 24: Roll Roofing
23-35 20 24: Roof Decking
23-35 20 24 11: Cementitious Roof Deck
23-35 20 24 14: Lightweight Concrete Roof Insulation
23-35 20 24 14 11: Composite Concrete and Insulation Roof Deck
23-35 20 24 14 14: Lightweight Cellular Concrete Roof Deck
23-35 20 24 14 17: Lightweight Insulating Concrete Roof Deck
23-35 20 24 17: Concrete Roof Topping
23-35 20 27: Roof Finishing Coatings
23-35 20 31: Roof Specialties and Accessories
23-35 20 31 11: Roof Edgings and Trims
23-35 20 31 11 11: Copings
23-35 20 31 11 14: Counterflashing Systems
23-35 20 31 11 21: Gravel Stops and Facias
23-35 20 31 11 24: Roof Penetration Flashing
23-35 20 31 11 27: Reglets
23-35 20 31 11 31: Scuppers
23-35 20 31 14: Flexible Flashing
23-35 20 31 14 11: Laminated Sheet Flexible Flashing
23-35 20 31 14 14: Modified Bituminous Sheet Flexible Flashing
23-35 20 31 14 17: Plastic Sheet Flexible Flashing
23-35 20 31 14 21: Rubber Sheet Flexible Flashing
23-35 20 31 14 24: Self-Adhering Sheet Flexible Flashing
23-35 20 31 17: Roof Expansion Joints
23-35 20 31 21: Roof Vents
23-35 20 31 21 11: Relief Vents
23-35 20 31 21 14: Ridge Vents
23-35 20 31 21 17: Smoke Vents
23-35 20 31 24: Roof Walkways
23-35 20 31 24 11: Roof Pavers
23-35 20 31 24 11 11: Precast Concrete Roof Pavers
23-35 20 31 24 11 14: Pedestals Roof Pavers
23-35 20 31 24 14: Roof Treads
23-35 20 31 24 14 11: Rubber Roof Treads
23-35 20 31 27: Roof Accessories
23-35 20 31 27 11: Manufactured Roof Curbs
23-35 20 31 27 14: Snow Guards
23-35 20 31 27 17: Piping Portals
23-35 20 31 27 21: Roof Domes: Turrets: Lanterns
23-35 20 31 31: Vegetated Roof Planting Modules
23-35 20 31 34: Renovation Products for Roof Coverings and Claddings
23-35 50: Floor Coverings
23-35 50 11: Flooring Specialties and Accessories
23-35 50 11 11: Floor Toppings
23-35 50 11 11 11: Concrete Floor Topping
23-35 50 11 14: Floor Underlayments
23-35 50 11 14 11: Cementitious Floor Underlayment
23-35 50 11 14 11 11: Gypsum Floor Underlayment
23-35 50 11 14 11 14: Portland Cement Floor Underlayment
23-35 50 11 14 14: Other Floor Underlayments
23-35 50 11 17: Floor Treatment Products
23-35 50 11 17 11: Floor Sealers
23-35 50 11 17 14: Floor Hardeners
23-35 50 11 17 17: Slip-Resistant Floor Treatment
23-35 50 11 17 21: Static-Resistant Floor Treatment
23-35 50 11 17 24: Acid-Resistant Floor Treatment
23-35 50 11 21: Floor Base and Accessories
23-35 50 11 21 11: Base and Accessories for Floor Coverings
23-35 50 11 21 14: Acoustic Floor Mountings
23-35 50 11 21 17: Underlays: Linings: Separations
23-35 50 11 24: Floor Mats and Grilles
23-35 50 11 24 11: Floor Mats
23-35 50 11 24 14: Floor Grilles
23-35 50 11 24 17: Floor Gratings
23-35 50 11 31: Flooring Restoration Products
23-35 50 14: Floor Covering Strips: Tiles: Blocks: and Slabs
23-35 50 14 11: Wood Flooring
23-35 50 14 11 11: Cushioned Wood Flooring Assemblies
23-35 50 14 11 14: Mastic Set Wood Flooring Assemblies
23-35 50 14 11 17: Resilient Wood Flooring Assemblies
23-35 50 14 11 21: Wood Athletic Flooring
23-35 50 14 11 24: Wood Block Flooring
23-35 50 14 11 27: Wood Composition Flooring
23-35 50 14 11 31: Wood Parquet Flooring
23-35 50 14 11 34: Wood Strip Flooring
23-35 50 14 14: Tile Flooring
23-35 50 14 14 11: Ceramic Tile Flooring
23-35 50 14 14 11 11: Ceramic Mosaic Tile Flooring
23-35 50 14 14 11 14: Conductive Tile Flooring
23-35 50 14 14 14: Quarry Tile Flooring
23-35 52 22 10: Chemical-Resistant Quarry Tile Flooring
23-35 50 14 14 17: Porcelain Tile Flooring
23-35 50 14 14 21: Glass Mosaic Tile Flooring
23-35 50 14 14 24: Plastic Tile Flooring
23-35 50 14 14 27: Metal Tile Flooring
23-35 50 14 14 31: Natural Cut Stone Tile Flooring
23-35 50 14 14 34: Tile Flooring Restoration Products
23-35 50 14 17: Terrazzo Flooring
23-35 50 14 17 11: Portland Cement Terrazzo Flooring
23-35 50 14 17 14: Precast Terrazzo Flooring
23-35 50 14 17 17: Conductive Terrazzo Flooring
23-35 50 14 17 21: Plastic matrix Terrazzo Flooring
23-35 50 14 17 24: Terrazzo Flooring Restoration Products
23-35 50 14 21: Masonry Flooring
23-35 50 14 21 11: Brick Flooring
23-35 50 14 21 11 11: Chemical-Resistant Brick Flooring
23-35 50 14 21 14: Stone Flooring
23-35 50 14 24: Precast Tile and Slab Flooring
23-35 50 14 27: Metal Flooring
23-35 50 17: Resilient Flooring
23-35 50 17 11: Cork Flooring
23-35 50 17 14: Plastic Flooring
23-35 50 17 17: Rubber Flooring
23-35 50 17 21: Linoleum Flooring
23-35 50 17 24: Mechanical Fasteners for Resilient Floor Coverings
23-35 50 17 24 11: Floor Clips
23-35 50 17 24 14: Carpet Grippers
23-35 50 17 24 17: Stair Rods
23-35 50 17 27: Other Resilient Flooring
23-35 50 21: Carpet Flooring
23-35 50 21 11: Carpet Cushion
23-35 50 21 14: Carpet Tile
23-35 50 21 17: Indoor and Outdoor Carpet
23-35 50 21 21: Sheet Carpet
23-35 50 24: Preformed Flooring Systems
23-35 50 24 11: Floating Floors
23-35 50 24 14: Portable Floors
23-35 50 24 17: Convertible Floors
23-35 50 24 21: Gymnasium or Dance Flooring
23-35 50 27: Access Flooring
23-35 50 27 11: Access Flooring Components
23-35 50 27 11 11: Access Floors: Frames
23-35 50 27 11 14: Access Floors: Infill Panels
23-35 50 27 14: Rigid Grid Access Flooring
23-35 50 27 17: Snap-On Stringer Access Flooring
23-35 50 27 21: Stringerless Access Flooring
23-35 50 31: Floor Finishing Coatings
23-35 50 31 11: Industrial Floor Coatings
23-35 50 31 14: Fluid-Applied Flooring
23-35 50 31 14 11: Elastomeric Liquid
23-35 50 31 14 14: Epoxy-Marble Chip
23-35 50 31 14 17: Magnesium Oxychoride
23-35 50 31 14 21: Mastic Fills
23-35 50 31 14 24: Resinous
23-35 50 31 14 27: Seamless Quartz
23-35 70: Ceiling Coverings: Claddings: and Linings
23-35 70 11: Ceiling Tiles: Panels: Strips: and Sections
23-35 70 11 11: Ceiling Tiles
23-35 70 11 11 11: Acoustical Ceiling Tile
23-35 70 11 14: Ceiling Panels
23-35 70 11 14 11: Acoustical Ceiling Panels
23-35 70 11 14 14: Mirror Ceiling Panel
23-35 70 11 17: Ceiling Covering Strips
23-35 70 11 17 11: Linear Metal Ceiling Covering Strips
23-35 70 11 17 14: Linear Wood Ceiling Covering Strips
23-35 70 11 21: Ceiling Covering Sections
23-35 70 11 21 11: Suspended Decorative Ceiling Grids
23-35 70 14: Ceiling Finishing Coatings
23-35 70 14 11: Textured Ceilings
23-35 70 14 11 11: Gypsum Panel Textured Ceilings
23-35 70 14 11 14: Metal Panel Textured Ceilings
23-35 70 17: Ceiling Specialties and Accessories
23-35 70 17 11: Roses: Ceiling Centerpieces
23-35 70 17 14: Ceiling Coving
23-35 70 17 17: Cornices: Friezes
23-35 70 21: Ceiling Assembly Restoration Products
23-35 70 24: Ceilings
23-35 70 24 11: Suspended Ceilings
23-35 70 24 11 11: Suspended Ceiling Components
23-35 70 24 11 11 11: Suspended Ceilings: Suspension Assembly
23-35 70 24 11 11 14: Suspended Ceilings: Panels and Tiles
23-35 70 24 11 11 17: Suspended Ceilings: Grids
23-35 70 24 11 11 21: Mechanical Fasteners for Suspended Ceilings
23-35 70 24 11 14: Acoustical Ceilings
23-35 70 24 11 14 11: Metal Pan Acoustical Ceilings
23-35 70 24 11 14 14: Acoustical Panel Ceilings
23-35 70 24 11 14 17: Acoustical Tile Ceilings
23-35 70 24 11 17: Specialty Ceilings
23-35 70 24 11 17 11: Integrated Ceilings
23-35 70 24 11 17 14: Linear Ceilings
23-35 70 24 11 17 14 11: Metal Linear Ceilings
23-35 70 24 11 17 14 14: Wood Linear Ceilings
23-35 70 24 11 17 17: Luminous Ceilings
23-35 70 24 11 17 21: Mirror Panel Ceilings
23-35 70 24 11 17 24: Textured Ceilings
23-35 70 24 11 17 27: Suspended Decorative Grids
23-35 70 24 14: Stretched Fabric Ceilings
23-35 90: Applied Coatings
23-35 90 11: Paints and Varnishes
23-35 90 11 11: General Purpose Paints and Varnishes
23-35 90 11 11 11: Solvent-Based General Purpose Paints and Varnishes
23-35 90 11 11 14: Water-Based General Purpose Paints and Varnishes
23-35 90 11 14: Textured Paints
23-35 90 11 14 11: Solvent-Based Textured Paints
23-35 90 11 14 14: Water-Based Textured Paints
23-35 90 14: Paints for Particular Applications
23-35 90 14 11: Corrosion Prevention Paints
23-35 90 14 14: Solar Reflective Paints
23-35 90 14 17: Fluorescent Paints
23-35 90 14 21: Line Paints
23-35 90 14 24: Roadway Marking Paints
23-35 90 14 27: Swimming Pool Paints
23-35 90 14 31: Coatings for Concrete and Masonry
23-35 90 17: Powder Coating Services
23-35 90 17 11: Factory-Applied Metal Powder Coatings
23-35 90 21: Inorganic Metal Treatments
23-35 90 21 11: Galvanized Coatings
23-35 90 21 14: Anodized Coatings
23-35 90 21 21: Electro-Plated Coatings
23-35 90 21 24: Vitreous Enameling
23-35 90 21 27: Coatings for Steel
23-35 90 24: Stains and Decorative Surface Impregnations
23-35 90 24 11: Decorative Wood Conservation Products
23-35 90 24 14: Stains
23-35 90 24 14 11: Opaque Stains
23-35 90 24 14 11 11: Exterior Opaque Stains
23-35 90 24 14 11 14: Interior Opaque Stains
23-35 90 24 14 14: Transparent Stains
23-35 90 24 14 14 11: Exterior Transparent Stains
23-35 90 24 14 14 14: Interior Transparent Stains
23-35 90 27: High Performance Coatings
23-35 90 27 11: Abrasion-Resistant Coatings
23-35 90 27 14: Chemical-Resistant Coatings
23-35 90 27 17: Elastomeric Coatings
23-35 90 27 21: Fire-Resistant Coatings
23-35 90 27 24: Graffiti-Resistant Coatings
23-35 90 27 27: High-Building Coatings
23-35 90 27 31: Intumescent Paints
23-35 90 27 34: Marine Coatings
23-35 90 27 37: Textured Plastic Coatings
23-35 90 31: Protective Surface Impregnations
23-35 90 31 11: Surface Consolidation/Hardening Impregnations
23-35 90 31 14: Impregnations Protecting from Biological Attack
23-35 90 31 14 11: Wood Treatment Protecting from Biological Attack
23-35 90 31 14 11 11: Preservative Treatment
23-35 90 31 17: Impregnations Protecting from Fire
23-35 90 31 17 11: Wood Treatment Protecting from Fire
23-35 90 31 17 11 11: Fire-Retardant Treatment
23-35 90 31 21: Water Repellents
23-35 90 31 21 11: Acrylic Water Repellents
23-35 90 31 21 14: Silane Water Repellents
23-35 90 31 21 17: Silicone Water Repellents
23-35 90 31 21 21: Siloxane Water Repellents
23-35 90 31 21 24: Stearate Water Repellents
23-35 90 34: Paint Restoration
23-40: Equipment and Furnishings
23-40 05: Plants and Planting Products
23-40 05 11: Planting Products
23-40 05 11 11: Plant Preparation Products
23-40 05 11 11 11: Topsoil
23-40 05 11 11 11 11: Loam
23-40 05 11 11 11 14: Peat Soil
23-40 05 11 11 14: Fertilizers and Herbicide
23-40 05 11 11 14 11: Fertilizers
23-40 05 11 11 14 14: Herbicides
23-40 05 11 11 14 17: Combined Fertilizer and Herbicide
23-40 05 11 11 17: Mulch
23-40 05 11 11 21: Mats and Netting
23-40 05 11 11 24: Stakes
23-40 05 11 11 27: Blankets
23-40 05 11 11 31: Forms and Stabilizers
23-40 05 11 11 34: Grasscrete Slabs/Sheets
23-40 05 11 14: Plant Maintenance Products
23-40 05 11 14 11: Fertilizers
23-40 05 11 14 14: Lime
23-40 05 11 14 17: Mowing Equipment
23-40 05 11 14 21: Pruning Equipment
23-40 05 11 14 24: Watering Equipment
23-40 05 11 14 27: Irrigation System
23-40 05 14: Lawns and Grasses
23-40 05 14 11: Hydro-Mulch
23-40 05 14 14: Plugs
23-40 05 14 17: Seeds and Soil Supplements
23-40 05 14 21: Sod
23-40 05 17: Exterior Plants
23-40 05 17 11: Ground Covers
23-40 05 17 14: Plants and Bulbs
23-40 05 17 17: Shrubs
23-40 05 17 21: Coniferous Trees
23-40 05 17 24: Deciduous Trees
23-40 05 21: Planting Accessories
23-40 05 21 11: Landscaping Edging
23-40 05 21 14: Landscape Timbers
23-40 05 21 17: Planters
23-40 05 21 21: Tree Grates
23-40 05 21 24: Tree Grids
23-40 10: Exterior Equipment and Furnishings
23-40 10 11: Site Furnishings
23-40 10 11 11: Bicycle Racks
23-40 10 11 14: Exterior Seating
23-40 10 11 17: Exterior Tables
23-40 10 11 21: Trash Receptors
23-40 10 11 24: Storage Specialties for Services and Maintenance
23-40 10 14: Exterior Specialties
23-40 10 14 11: Flagpoles
23-40 10 14 11 11: Automatic Flagpoles
23-40 10 14 11 14: Ground-Set Flagpoles
23-40 10 14 11 17: Nautical Flagpoles
23-40 10 14 11 21: Wall-Mounted Flagpoles
23-40 10 14 14: Manufactured Exterior Specialties
23-40 10 14 14 11: Weathervanes
23-40 10 14 14 14: Clocks
23-40 10 14 14 17: Cupolas
23-40 10 14 14 21: Spires
23-40 10 14 14 24: Steeples
23-40 10 14 14 99: Other Manufactured Exterior Specialties
23-40 10 14 17: Memorials and Statuary
23-40 10 14 21: Markers and Monuments
23-40 10 14 24: Exterior Signs
23-40 10 14 24 11 : Signs: Finger Posts
23-40 10 14 24 14: Street Nameplates
23-40 10 14 24 17: Illuminated Signs
23-40 10 14 27: Bollards
23-40 10 14 31: Public Lighting Columns
23-40 10 17: Garden and Park Furniture
23-40 10 17 11: Garden/Patio Seating and Tables
23-40 10 17 14: Garden Umbrellas
23-40 10 17 17: Exterior Ornamental Fountains
23-40 10 17 21: Bird Houses and Feeders
23-40 10 17 24: Bird Baths
23-40 10 17 27: Tubs for Plants
23-40 10 17 31: Sundials
23-40 10 17 34: Garden Ornaments
23-40 10 21: Playfield Equipment: Structures: and Surfacing
23-40 10 21 11: Playground Equipment
23-40 10 21 14: Play Structures
23-40 10 21 17: Athletic or Recreation Screening
23-40 10 21 17 11: Tennis Court Windbreakers
23-40 10 21 21: External Pools and Ponds
23-40 10 21 24: Athletic and Recreational Surfaces
23-40 10 21 24 11: Sports Field Surfacings
23-40 10 21 24 11 11: Baseball Field Surfacing
23-40 10 21 24 11 14: Multi-Purpose Court Surfacing
23-40 10 21 24 11 17: Resilient Matting
23-40 10 21 24 11 21: Synthetic Grass Surfacing
23-40 10 21 24 11 24: Synthetic Running Track Surfacing
23-40 10 21 24 11 27: Tennis Court Surfacing
23-40 10 21 24 14: Artificial Ski Slopes
23-40 10 21 24 17: Artificial Ice Rinks
23-40 10 21 27: Exterior Athletic Equipment
23-40 10 21 27 11: Goalposts
23-40 10 21 27 11: Soccer Goalposts
23-40 10 21 27 11: Football Goalposts
23-40 10 21 27 14: Tennis Court Nets
23-40 10 21 27 17: Volley Ball Nets
23-40 10 21 27 21: Basketball Net and Backstop
23-40 10 24: Screening Devices
23-40 10 24 11: Jet Blast Barriers
23-40 10 24 14: Screens and Louvers
23-40 10 24 21: Sound Barriers
23-40 20: General Furniture and Specialties
23-40 20 11: Wardrobe and Closet Specialties
23-40 20 11 11: Wardrobes
23-40 20 11 14: Chests of Drawers
23-40 20 11 17: Lockers
23-40 20 11 21: Racks and Hangers
23-40 20 11 21 11: Coat Racks
23-40 20 11 21 14: Hat Racks
23-40 20 11 21 17: Shoe Trees
23-40 20 11 21 21: Coat Hooks
23-40 20 11 21 24: Coat Hangers and Rails
23-40 20 11 24: Cloakroom Units
23-40 20 11 27: Umbrella Stands
23-40 20 11 31: Checkroom Equipment
23-40 20 11 31 11: Manual Checkroom Equipment
23-40 20 11 31 14: Automated Checkroom Equipment
23-40 20 14: Residential Furniture
23-40 20 14 11: Complete Dining Room Suites
23-40 20 14 14: Residential Seating
23-40 20 14 14 11: Chairs
23-40 20 14 14 14: Settees: Sofas
23-40 20 14 14 17: Stools
23-40 20 14 14 21: Benches
23-40 20 14 14 24: Chaises Lounges
23-40 20 14 14 27: Sofa Beds: Chair Beds
23-40 20 14 17: Residential Tables and Cabinets
23-40 20 14 17 11: Dining Room Tables
23-40 20 14 17 14: China Cabinets
23-40 20 14 17 17: Sideboards
23-40 20 14 17 21: End Tables
23-40 20 14 17 24: Coffee Tables
23-40 20 17: Bedroom Furniture
23-40 20 17 11: Complete Bedroom Suites
23-40 20 17 14: Bedroom Furniture: Single Units
23-40 20 17 14 11: Beds
23-40 20 17 14 14: Headboards: Footboards
23-40 20 17 14 17: Cots: Cradles
23-40 20 17 14 21: Bedside Units
23-40 20 17 14 24: Dressing Tables
23-40 20 17 14 27: Nursery/Childrens Furniture
23-40 20 17 14 31: Mattresses
23-40 20 21: Toilet and Bath Specialties
23-40 20 21 11: Bathroom Cabinets
23-40 20 21 14: Hand and Hair Dryers
23-40 20 21 17: Paper Towel Dispensers: Disposal Units
23-40 20 21 21: Toilet Paper Dispensers
23-40 20 21 24: Sanitary Napkin and Tampon Dispensers: Disposal Units
23-40 20 21 27: Towel Bars
23-40 20 21 31: Robe Hooks
23-40 20 21 34: Soap Holders: Dispensers
23-40 20 21 37: Diaper Changing Units
23-40 20 21 41: Bathroom Deodorizers
23-40 20 21 44: Shower Rods: Curtains
23-40 20 21 47: Bath Grab Bars
23-40 20 24: Non-Clothes Storage Furniture
23-40 20 24 11: Cupboards
23-40 20 24 14: Chests
23-40 20 24 17: Sideboards
23-40 20 24 21: Dressers
23-40 20 24 24: Filing Cabinets
23-40 20 24 27: Plan/Map Chests
23-40 20 24 31: Desk
23-40 20 24 34: Bookcases
23-40 20 24 41: Key Hangers
23-40 20 27: Storage Shelving
23-40 20 27 11: Shelves
23-40 20 27 14: Supports
23-40 20 27 17: Racking
23-40 20 27 21: Mobile Storage Units
23-40 20 31: Refuse Disposal Furniture
23-40 20 31 11: Bins
23-40 20 31 14: Ash Trays
23-40 20 31 17: Refuse Holders
23-40 20 34: Fireplaces and Stoves
23-40 20 34 11: Fireplace and Stove Components
23-40 20 34 11 11: Fire Surrounds
23-40 20 34 11 14: Firebacks
23-40 20 34 11 17: Fireplace and Stove Fenders
23-40 20 34 11 21: Fireplace and Stove Hoods
23-40 20 34 14: Fireplaces
23-40 20 34 14 11: Fireplace Inserts
23-40 20 34 14 14: Fireplace Screens and Doors
23-40 20 34 14 17: Fireplace Water Heaters
23-40 20 34 17: Stoves
23-40 20 34 17 11: Stove Pipe
23-40 20 34 21: Hearths
23-40 35: Casework
23-40 35 11: Casework Components
23-40 35 11 11: Cabinets
23-40 35 11 14: Hardware
23-40 35 11 17: Work Surfaces
23-40 35 14: Casework by Type
23-40 35 14 11: Modular Casework
23-40 35 14 14: Custom-Fabricated Casework
23-40 35 17: Casework by Purpose
23-40 35 17 11: Bank Casework
23-40 35 17 14: Hospitality Casework
23-40 35 17 17: Display Casework
23-40 35 17 21: Religious Casework
23-40 35 17 24: Library Casework
23-40 35 17 24 11: Study Carrels
23-40 35 17 24 14: Book Stacks
23-40 35 17 24 17: Periodical Racks
23-40 35 17 27: Educational Casework
23-40 35 17 31: Laboratory Casework
23-40 35 17 34: Medical Casework
23-40 35 17 34 11: Dental Casework
23-40 35 17 34 14: Pharmacy Casework
23-40 35 17 37: Mortuary Casework
23-40 35 17 41: Commercial Kitchen Casework
23-40 35 17 44: Darkroom Casework
23-40 35 17 44 11: Photo Transfer Cabinets
23-40 35 17 47: Residential Casework
23-40 35 17 47 11: Kitchen Casework
23-40 35 17 47 11 11: Complete Kitchen Casework Suites
23-40 35 17 47 11 14: Single Kitchen Casework Units
23-40 35 17 47 14: Bathroom Casework
23-40 40: Food Service Equipment and Furnishings
23-40 40 11: Specialized Food Storage and Display Furnishings
23-40 40 11 11: Refrigerators and Freezers
23-40 40 11 11 11: Refrigerators
23-40 40 11 11 14: Freezers
23-40 40 11 11 17: Refrigerator-Freezer
23-40 40 11 14: Food Storage Coolers
23-40 40 11 14 11: Walk-In Coolers
23-40 40 11 14 14: Display Coolers
23-40 40 11 17: Refrigerated Cases
23-40 40 11 21: Hot Cabinets
23-40 40 11 24: Cold Cabinets
23-40 40 11 27: Bottle Racks
23-40 40 11 31: Steam Tables
23-40 40 11 34: Snack Cabinets
23-40 40 14: Food Service Equipment
23-40 40 14 11: Food Delivery Carts and Conveyors
23-40 40 14 11 11: Food Delivery Carts
23-40 40 14 11 14: Food Delivery Conveyors
23-40 40 14 14: Food Preparation Equipment
23-40 40 14 14 11: Food Mixers
23-40 40 14 14 14: Drink Making Equipment
23-40 40 14 17: Food Cooking Equipment
23-40 40 14 17 11: Cookers: Ovens: Stoves
23-40 40 14 17 14: Hot Plates
23-40 40 14 17 17: Ranges
23-40 40 14 17 21: Grills
23-40 40 14 17 24: Fryers
23-40 40 14 17 27: Barbecues
23-40 40 14 17 31: Small Specialized Cooking Equipment
23-40 40 14 21: Hood and Ventilation Equipment
23-40 40 14 21 11: Food Service Hoods
23-40 40 14 21 14: Ventilation Equipment
23-40 40 14 21 17: Fire Suppression Systems
23-40 40 14 21 21: Catering Ventilation
23-40 40 14 24: Food Dispensing Equipment
23-40 40 14 24 11: Bar Equipment
23-40 40 14 24 14: Service Line Equipment
23-40 40 14 24 17: Soda Fountain Equipment
23-40 40 14 27: Ice Machines
23-40 40 14 31: Cleaning and Disposal Equipment
23-40 40 17: Restaurant Furniture
23-40 40 17 11: Bars and Serving Counters
23-40 40 17 14: Restaurant Chairs
23-40 40 17 17: Restaurant Tables
23-40 40 17 21: Restaurant Booths
23-40 40 17 24: Restaurant Seating Units
23-40 40 17 27: Bar Stools
23-40 50: Educational: Cultural Equipment and Furnishings
23-40 50 11: Educational: Entertainment Equipment and Furnishings
23-40 50 11 11: Auditorium Seating
23-40 50 11 11 11: Fixed Audience Seating
23-40 50 11 11 14: Portable Audience Seating
23-40 50 11 11 14 11: Folding Audience Chairs
23-40 50 11 11 14 14: Interlocking Audience Chairs
23-40 50 11 11 14 17: Stacking Audience Chairs
23-40 50 11 14: Classroom Furniture
23-40 50 11 14 11: Seat and Table Assemblies
23-40 50 11 14 14: Modular Desks
23-40 50 11 17: Multiple-Use Fixed Seating
23-40 50 11 21: Platforms
23-40 50 11 21 11: Folding and Portable Stages
23-40 50 11 24: Educational Play Equipment
23-40 50 11 27: Language Laboratory Equipment
23-40 50 14: Theater and Stage Equipment
23-40 50 14 11: Acoustical Shells
23-40 50 14 14: Rigging Systems and Controls
23-40 50 14 17: Scenery Docks
23-40 50 14 21: Suspension Systems
23-40 50 14 24: Stage Curtains
23-40 50 17: Planetarium Equipment and Furnishings
23-40 50 17 11: Planetarium Projectors
23-40 50 17 14: Planetarium Seating
23-40 50 21: Observatory Equipment and Furnishings
23-40 50 21 11: Telescopes
23-40 50 24: Ecclesiastical Equipment and Furnishings
23-40 50 24 11: Religious Seating: Pews: and Benches
23-40 50 24 14: Chancel Furnishings
23-40 50 24 14 11: Lecterns
23-40 50 24 14 14: Pulpits
23-40 50 24 14 17: Choir Screens
23-40 50 24 14 21: Altars
23-40 50 24 17: Baptisteries
23-40 50 24 21: Baptismal Fonts
23-40 50 24 24: Instrumental Equipment
23-40 50 24 24 11: Organs: Organ Cases and Screens
23-40 50 24 24 14: Bells
23-40 50 24 24 17: Carillons
23-40 50 24 27: Synagogue Furniture
23-40 50 24 31: Mosque Furniture
23-40 50 24 34: Temple Furniture
23-40 50 27: Library and Archive Equipment and Furnishings
23-40 50 27 11: Library Stack Systems
23-40 50 27 11 11: Library Shelving
23-40 50 27 14: Book Depositories
23-40 50 27 17: Book Theft Protection Equipment
23-40 50 27 21: Library Furniture
23-40 50 27 21 11: Library Filing Furniture
23-40 50 27 21 14: Library Display Furniture
23-40 50 27 21 17: Study Carrels
23-40 50 31: Exhibition Equipment and Furnishings
23-40 50 31 11: Display Furniture
23-40 50 31 11 11: Display Cabinets
23-40 50 31 11 14: Display Racks
23-40 50 31 11 17: Display Carousels
23-40 50 31 14: Gallery Hanging Systems
23-40 50 31 17: Stands: Pedestals
23-40 50 31 21: Retail Cabinets
23-40 50 31 24: Exhibition Stands: Shell Schemes
23-40 50 31 27: Exhibit Equipment
23-40 50 34: Athletic: Recreational: and Therapeutic Equipment
23-40 50 34 11: Arcade Machines
23-40 50 34 14: Gymnasium Equipment
23-40 50 34 14 11: Backstops
23-40 50 34 14 14: Scoreboards and Time Clocks
23-40 50 34 14 17: Net Posts
23-40 50 34 14 21: Floor Sockets
23-40 50 34 14 24: Climbing Walls
23-40 50 34 14 27: Climbing Ropes
23-40 50 34 17: Gymnasium Dividers
23-40 50 34 21: Fitness and Exercise Equipment
23-40 50 34 24: Nets
23-40 50 34 27: Bowling Alley Equipment
23-40 50 34 31: Shooting Range Equipment
23-40 50 34 34: Equipment Storage Racks
23-40 50 34 37: Sauna and Steam Room Specialties
23-40 50 34 41: Solarium Specialties
23-40 50 34 44: Therapeutic Equipment
23-40 50 34 47: Spectator Stands: Seating
23-40 50 34 47 11: Fixed Stadium and Arena Seating
23-40 50 34 47 14: Telescoping Stands
23-40 50 34 47 14 11: Telescoping Bleachers
23-40 50 34 47 14 14: Telescoping Chair Platforms
23-40 70: Work Environment Equipment and Furnishings
23-40 70 11: Scientific and Medial Equipment and Furnishings
23-40 70 11 11: Laboratory Equipment and Furnishings
23-40 70 11 11 11: Laboratory Equipment
23-40 70 11 11 11 11: Laboratory Service Fixtures
23-40 70 11 11 11 14: Laboratory Fume Hoods
23-40 70 11 11 11 17: Laboratory Incubators
23-40 70 11 11 11 21: Laboratory Sterilizers
23-40 70 11 11 11 24: Laboratory Refrigerators
23-40 70 11 11 11 27: Laboratory Emergency Safety Appliances
23-40 70 11 11 11 31: Laboratory Service Columns
23-40 70 11 11 11 34: Laboratory Flammables Storage Cabinets
23-40 70 11 11 14: Laboratory Furniture
23-40 70 11 14: Health Care Equipment and Furnishings
23-40 70 11 14 11: Medical Equipment
23-40 70 11 14 11 11: Medical Sterilizing Equipment
23-40 70 11 14 11 14: Examination and Treatment Equipment
23-40 70 11 14 11 17: Patient Care Equipment
23-40 70 11 14 11 17 11: Patient Hoists
23-40 70 11 14 11 17 14: Hospital Head Boards
23-40 70 11 14 11 17 17: Patient Beds
23-40 70 11 14 11 21: Post-Mortem and Dissection Equipment
23-40 70 11 14 11 24: Operating Room Equipment
23-40 70 11 14 11 27: Radiology Equipment
23-40 70 11 14 14: Dental Equipment
23-40 70 11 14 17: Optical Equipment
23-40 70 11 14 21: Health Care Furniture
23-40 70 11 17: Mortuary Equipment
23-40 70 11 17 11: Mortuary Refrigerators
23-40 70 11 17 14: Crematorium Equipment
23-40 70 11 17 17: Mortuary Lifts
23-40 70 14: Retail and Commercial Equipment and Furnishings
23-40 70 14 11: Hospitality Equipment and Furnishings
23-40 70 14 14: Registration Equipment
23-40 70 14 17: Checkroom Equipment
23-40 70 14 21: Hospitality Furniture
23-40 70 14 24: Hospitality Furnishings
23-40 70 14 24 11: Hospitality Bath Furnishings
23-40 70 14 24 11 11: Hospitality Bath Linens and Towels
23-40 70 14 24 11 14: Hospitality Bath Mats
23-40 70 14 24 11 17: Hospitality Shower Curtains
23-40 70 14 24 14: Hospitality Bedroom Furnishings
23-40 72 14 21: Hospitality Bed Linens
23-40 72 14 22: Hospitality Pillows
23-40 70 14 27: Mercantile Equipment and Furnishings
23-40 70 14 31: Barber Shop Equipment
23-40 70 14 34: Beauty Shop Equipment
23-40 70 14 37: Cash Registers and Checkout Equipment
23-40 70 14 41: Display Cases
23-40 70 14 41 11: Refrigerated Display Cases
23-40 70 14 44: Food Processing Equipment
23-40 70 14 47: Food Weighing and Wrapping Equipment
23-40 70 14 51: Display Casework
23-40 70 14 54: Wall Display Systems
23-40 70 14 57: Office Equipment and Furnishings
23-40 70 14 57 11: Computers
23-40 70 14 57 14: Printers
23-40 70 14 57 17: Drafting Equipment
23-40 70 14 57 21: Plotters
23-40 70 14 57 24: Drawing Equipment
23-40 70 14 61: Mailroom Case Goods
23-40 70 14 64: Retail and Commercial Furnishings
23-40 70 14 64 11: Office Furniture
23-40 70 14 64 14: Retail and Commercial Seating Furniture
23-40 70 14 64 17: Office Storage and Filing Furniture
23-40 70 14 64 17 11: Lateral Filing Cabinets
23-40 70 14 64 17 14: Vertical Filing Cabinets
23-40 70 14 64 21: Systems Furniture
23-40 70 14 64 21 11: Panel-Hung Component
23-40 70 14 64 21 14: Free-Standing Component
23-40 70 14 64 21 17: Beam System
23-40 70 14 64 21 21: Desk System
23-40 70 14 64 24: Office Accessories
23-40 70 17: Industrial and Manufacturing Equipment and Furnishings
23-40 70 17 11: Manufacturing Equipment
23-40 70 17 14: Manufacturing Furniture
23-40 70 17 14 11: Flat Work Surface Furniture
23-40 70 17 14 14: Work Stations
23-40 70 17 17: Shop Equipment
23-40 70 17 21: Shop Furniture
23-40 70 17 21 11: Counters and Work Surfaces
23-40 70 17 21 14: Shop Display Specialties
23-40 70 17 21 17: Shop Storage Fittings
23-40 70 21: Other Work-Related Equipment and Furnishings
23-40 70 21 11: Darkroom Equipment and Furnishings
23-40 70 21 14: Darkroom Equipment
23-40 70 21 14 11: Darkroom Processing Equipment
23-40 70 21 17: Darkroom Specialties
23-40 70 21 21: Vending Equipment
23-40 70 21 24: Vending Machines
23-40 70 21 27: Ticket Machines
23-40 70 21 31: Change Machines
23-40 70 24: Vehicle Service Equipment
23-40 70 24 11: Compressed Air Vehicle Service Equipment
23-40 70 24 14: Fuel Dispensing Equipment
23-40 70 24 17: Vehicle Lubrication Equipment
23-40 70 24 21: Tire Changing Equipment
23-40 70 24 24: Vehicle Washing Equipment
23-40 70 24 27: Vehicle Hoists
23-40 70 27: Security and Vault Equipment and Furnishings
23-40 70 27 11: Safes
23-40 70 27 14: Safe Deposit Boxes
23-40 70 27 17: Vault Doors and Day Gates
23-40 70 27 21: Anti-Bandit Screens
23-40 70 27 21 11: Gun Ports
23-40 70 27 24: Teller and Service Equipment
23-40 70 27 24 11: Automated Banking Systems
23-40 70 27 24 14: Money Cart Pass-Through
23-40 70 27 24 17: Package Transfer Units
23-40 70 27 24 21: Service and Teller Window Units
23-40 70 27 24 24: Teller Equipment Systems
23-40 70 27 27: Secure Point of Sale Units/Tills
23-40 70 27 27 11: Deal Drawers
23-40 70 27 31: Key Security Cabinets
23-40 70 27 34: Money Counting and Handling Equipment
23-40 70 31: Detention Equipment and Furnishings
23-40 70 31 11: Detention Enclosures
23-40 70 31 14: Detention Furnishings and Specialties
23-40 70 31 17: Detention Furniture
23-40 70 34: Agricultural Equipment
23-40 70 34 11: Milkers
23-40 70 34 14: Stock Feeders
23-40 70 34 17: Stock Waterers
23-40 70 34 21: Waste Clean-Up Equipment
23-40 90: Information and Communication Specialties
23-40 90 11: Information Display Specialties
23-40 90 11 11: Information Signs
23-40 90 11 14: Lettering and Numerals
23-40 90 11 17: Pin Boards
23-40 90 11 21: Writing Boards
23-40 90 11 24: Plaques
23-40 90 11 27: Poster Display Units
23-40 90 11 31: Notice Boards
23-40 90 11 34: Display Screens
23-40 90 11 37: Pictograms
23-40 90 14: Communication Specialties
23-40 90 14 11: Mail Boxes
23-40 90 14 14: Mail Racks
23-40 90 14 17: Pigeonholes
23-40 90 14 21: Mail Trolleys
23-40 90 14 24: Mail Handling Equipment
23-40 90 14 27: Telephone Booths
23-40 90 14 31: Acoustic Hoods
23-40 90 14 34: Directory Boards
23-40 95: Furnishings: Ornaments: and Decoration
23-40 95 11: Soft Furnishings
23-40 95 11 11: Carpets and Rugs
23-40 95 11 14: Curtains and Drapes
23-40 95 11 17: Upholstery
23-40 95 11 21: Cushions and Padding
23-40 95 11 24: Bedding
23-40 95 11 27: Tablecloths
23-40 95 11 31: Movable or Retractable Screens
23-40 95 14: Plant Display Furniture
23-40 95 14 11: Decorative Planters
23-40 95 14 14: Decorative Vases
23-40 95 17: Ornaments and Decoration
23-40 95 17 11: Interior Ornamental Fountains
23-40 95 17 14: Ornaments
23-40 95 17 17: Mirrors
23-40 95 17 21: Ornamental Screens
23-40 95 17 24: Artwork
23-40 95 17 27: Clocks
23-40 95 17 31: Wall Hangings
23-45: Sanitary: Laundry: and Cleaning Equipment
23-45 05: Sanitary Equipment
23-45 05 11: Complete Sanitary Suites
23-45 05 11 11: Complete Bathroom Suites
23-45 05 14: Plumbing Fixtures - Sanitary Washing Units
23-45 05 14 11: Sanitary Washing Unit Components
23-45 05 14 11 11: Splashbacks
23-45 05 14 11 14: Bath Panels
23-45 05 14 11 17: Shower/Bath Seats
23-45 05 14 11 21: Shower Receptors
23-45 05 14 11 24: Shower/Bath Screens: Curtains
23-45 05 14 14: Sinks/Lavatories
23-45 05 14 14 11: Sacristy
23-45 05 14 14 14: Clinic Sinks
23-45 05 14 14 17: Plaster Sinks
23-45 05 14 14 21: Surgeons Scrub-Up Sinks
23-45 05 14 14 24: Surgeons Instrument Sinks
23-45 05 14 14 27: Service Sinks
23-45 05 14 14 31: Darkroom Sinks
23-45 05 14 14 34: Hairdressing Sinks
23-45 05 14 17: Showers
23-45 05 14 17 11: Shower Compartments
23-45 05 14 17 14: Shower Receptors
23-45 05 14 17 17: Group Showers
23-45 05 14 21: Bathtubs
23-45 05 14 21 11: Bath/Shower Units
23-45 05 14 21 14: Sitz Baths
23-45 05 14 21 17: Therapeutic Whirlpool Baths
23-45 05 14 24: Eye Wash Fountains
23-45 05 14 27: Bidets
23-45 05 14 31: Combination Toilets
23-45 05 14 31 11: Patients Combination Toilets
23-45 05 14 31 14: Detention Combination Toilets
23-45 05 14 34: Security Plumbing Fixtures
23-45 05 14 37: Bedpan Washers/Sanitizers
23-45 05 14 99: Other Sanitary Washing Plumbing Fixtures
23-45 05 17: Sanitary Leisure Units
23-45 05 17 11: Sauna Equipment
23-45 05 17 14: Steam Room Equipment
23-45 05 17 17: Leisure Whirlpools
23-45 05 17 21: Hot Tubs
23-45 05 21: Plumbing Fixtures - Sanitary Disposal Units
23-45 05 21 11: Water Closets
23-45 05 21 11 11: Water Operated Water Closets
23-45 05 21 11 14: Chemical/Biological Sanitary Disposal Units
23-45 05 21 11 21: Urinals
23-45 05 21 11 24: Sanitary Macerators
23-45 05 21 14: Sanitary Disposal Components
23-45 05 21 14 11: Water Closet Seats
23-45 05 21 14 14: Water Closet Tanks
23-45 05 21 14 17: Sanitary Disposal Connectors
23-45 30: Washing and Waste Disposal Equipment
23-45 30 11: Residential Washing Equipment
23-45 30 11 11: Residential Dishwashers
23-45 30 11 14: Residential Waste Disposal Units
23-45 30 14: Commercial Washing Equipment
23-45 30 14 11: Commercial Dishwashers
23-45 30 14 14: Commercial Waste Disposal Units
23-45 30 14 21: High Pressure Washing Equipment
23-45 30 17: Drain Boards
23-45 55: Sanitary Faucets: Wastes
23-45 55 11: Sanitary Components
23-45 55 11 11: Plugs
23-45 55 11 14: Chains
23-45 55 11 17: Overflow Specialties
23-45 55 14: Single Faucets
23-45 55 17: Mixing Faucets
23-45 55 21: Drains (Wastes)
23-45 70: Laundry and Cleaning Equipment
23-45 70 11: Laundry Equipment
23-45 70 11 11: Residential Laundry Equipment
23-45 70 11 11 11: Washing Machines
23-45 70 11 11 14: Clothes Dryers
23-45 70 11 14: Commercial Laundry Equipment
23-45 70 11 14 11: Washing Machines
23-45 70 11 14 14: Extractors
23-45 70 11 14 17: Clothes Dryers
23-45 70 11 14 21: Clothes Airers
23-45 70 11 14 24: Ironing and Pressing Machines
23-45 70 11 14 27: Laundry Folding Machines
23-45 70 11 14 31: Commercial Clothes Lines
23-45 70 11 14 34: Dry Cleaning Equipment
23-45 70 14: Room Cleaning Equipment
23-45 70 14 11: Vacuum Cleaning Systems
23-45 70 14 14: Floor and Wall Cleaning
23-45 70 14 17: Housekeeping Carts
23-50: Conveying Systems & Material Handling
23-50 05: Vertical Transportation
23-50 05 11: Elevators
23-50 05 11 11: Electric Traction Elevators
23-50 05 11 11 11: Freight Electric Traction Elevators
23-50 05 11 11 14: Passenger Electric Traction Elevators
23-50 05 11 11 17: Residential Electric Traction Elevators
23-50 05 11 11 21: Service Electric Traction Elevators
23-50 05 11 14: Hydraulic Elevators
23-50 05 11 14 11: Freight Hydraulic Elevators
23-50 05 11 14 14: Passenger Hydraulic Elevators
23-50 05 11 14 17: Residential Hydraulic Elevators
23-50 05 11 14 21: Service Hydraulic Elevators
23-50 05 11 17: Rack and Pinion Elevators
23-50 05 11 21: Elevator Cabs
23-50 05 11 24: Elevator Equipment and Controls
23-50 05 11 24 11: Elevator Doors
23-50 05 11 24 14: Elevator Controls
23-50 05 11 27: Elevator Restoration Products
23-50 05 14: Lifts
23-50 05 14 11: Scissors Lifts
23-50 05 14 14: Stair Elevators
23-50 05 14 14 11: Inclined Platform Lifts
23-50 05 14 17: Elevating Platforms
23-50 05 14 17 11: Platform Lifts
23-50 05 14 17 14: Sidewalk Lifts
23-50 05 17: Escalators
23-50 20: Horizontal Transportation
23-50 20 11: Moving Walks
23-50 20 14: People Movers
23-50 20 17: Aircraft Passenger Loading
23-50 20 17 11: Jetways
23-50 20 17 14: Gangways
23-50 20 21: Monorails
23-50 30: Materials Handling
23-50 30 11: Dumbwaiters
23-50 30 11 11: Manual Dumbwaiters
23-50 30 11 14: Electric Dumbwaiters
23-50 30 11 17: Hydraulic Dumbwaiters
23-50 30 14: Material Transport
23-50 30 14 11: Automated Document Filing and Retrieval
23-50 30 14 14: Automated Guided Vehicles
23-50 30 14 14 11: Guided Vehicle Material Handling
23-50 30 14 14 14: Track Vehicle Material Handling
23-50 30 17: Postal Conveying
23-50 30 21: Baggage Conveying and Dispensing
23-50 30 24: Conveyors
23-50 30 24 11: Conveyor Components
23-50 30 24 11 11: Conveyor Belts
23-50 30 24 14: Belt Conveyors
23-50 30 24 17: Bucket Conveyors
23-50 30 24 21: Container Conveyors
23-50 30 24 24: Hopper and Track Conveyors
23-50 30 24 27: Monorail Conveyors
23-50 30 24 31: Oscillating Conveyors
23-50 30 24 34: Pneumatic Conveyors
23-50 30 24 37: Roller Conveyors
23-50 30 24 41: Scoop Conveyors
23-50 30 24 44: Screw Conveyors
23-50 30 24 47: Selective Vertical Conveyors
23-50 30 27: Chutes
23-50 30 27 11: Coal Chutes
23-50 30 27 14: Dry Bulk Materials Chutes
23-50 30 27 17: Laundry and Linen Chutes
23-50 30 27 21: Package Chutes
23-50 30 27 24: Refuse Chutes
23-50 30 31: Feeder Equipment
23-50 30 31 11: Apron Feeder
23-50 30 31 14: Reciprocating Plate Feeder
23-50 30 31 17: Rotary Airlock Feeder
23-50 30 31 21: Rotary Flow Feeder
23-50 30 31 24: Vibratory Feeder
23-50 30 34: Pneumatic Tubes
23-50 30 34 11: Document Conveying Systems
23-50 30 37: Hoists and Cranes
23-50 30 37 11: Cranes
23-50 30 37 11 11: Crane Rails
23-50 30 37 11 14: Bridge Cranes
23-50 30 37 11 14 11: Top-Running Overhead Cranes
23-50 30 37 11 14 14: Underslung Overhead Cranes
23-50 30 37 11 17: Gantry Cranes
23-50 30 37 11 21: Jib Cranes
23-50 30 37 11 24: Tower Cranes
23-50 30 37 11 27: Mobile Cranes
23-50 30 37 11 31: Derricks
23-50 30 37 14: Fixed Hoists
23-50 30 37 14 11: Air Powered Fixed Hoists
23-50 30 37 14 14: Electric Fixed Hoists
23-50 30 37 14 17: Manual Fixed Hoists
23-50 30 37 17: Trolley Hoists
23-50 30 37 17 11: Air Powered Trolley Hoists
23-50 30 37 17 14: Electric Trolley Hoists
23-50 30 37 17 17: Manual Trolley Hoists
23-50 50: Turntables
23-50 50 11: Restaurant Turntables
23-50 50 14: Stage Turntables
23-50 50 17: Exhibit and Display Turntables
23-50 50 21: Vehicular Turntable
23-50 55: Parking Systems
23-50 55 11: Car Parking Systems
23-50 70: Loading Dock Equipment
23-50 70 11: Dock Bumpers/Seals
23-50 70 14: Dock Levelers
23-50 70 14 11: Powered Dock Levelers
23-50 70 14 14: Manual Dock Levelers
23-50 70 17: Dock Lifts
23-50 70 17 11: Powered Dock Lifts
23-50 70 17 14: Manual Dock Lifts
23-50 70 21: Portable Ramps: Bridges: and Platforms
23-50 70 24: Seals and Shelters
23-50 70 27: Truck Restraints
23-50 85: Scaffolding
23-50 85 11: Suspended Scaffolding
23-50 85 11 11: Beam Suspended Scaffolding
23-50 85 11 14: Carriage Suspended Scaffolding
23-50 85 11 17: Hook Suspended Scaffolding
23-50 85 14: Rope Climbers
23-50 85 14 11: Manual Rope Climbers
23-50 85 14 14: Powered Rope Climbers
23-50 85 17: Telescoping Platforms
23-50 85 17 11: Electric and Battery Telescoping Platforms
23-50 85 17 14: Pneumatic Telescoping Platforms
23-50 85 21: Powered Scaffolding
23-50 90: Building Maintenance Systems
23-50 90 11: Window Washing Systems
23-50 90 14: Building Maintenance Cradles and Platforms
23-50 90 17: Roof Trolley Systems
23-50 90 21: Traveling Ladder Systems
23-50 90 24: Ancillary Building Maintenance Items
23-50 90 24 11: Safety Tracks
23-50 90 24 14: Anchors for Building Maintenance
23-50 90 27: Fall Arrest Systems
23-55: Manufactured Structures
23-55 10: Towers and Superstructures
23-55 10 11: Industrial Breechings: Chimneys: and Stacks
23-55 10 11 11: Breechings
23-55 10 11 11 11: Fabricated Breechings and Accessories
23-55 10 11 14: Chimney Shafts
23-55 10 11 17: Chimney Linings
23-55 10 11 21: Draft Control Devices
23-55 10 11 24: Insulated Sectional Chimneys
23-55 10 14: Towers
23-55 10 14 11: Cooling Towers
23-55 10 14 14: Water Towers
23-55 10 17: Masts
23-55 10 21: Gantries
23-55 10 21 11: Gantry Cranes
23-55 10 24: Offshore Structures
23-55 30: Complete Buildings
23-55 30 11: Pre-Engineered Structures
23-55 30 11 11: Pre-Engineered Structure Component
23-55 30 11 11 11: Lift Shaft Components
23-55 30 11 14: Framed Pre-Engineered Buildings
23-55 30 11 17: Panel Structure Pre-Engineered Buildings
23-55 30 11 21: Cubicle Structure Pre-Engineered Buildings
23-55 30 11 24: Air-Supported Pre-Engineered Buildings
23-55 30 11 27: Cable-Supported Pre-Engineered Buildings
23-55 30 11 31: Fabric Structures
23-55 30 11 34: Prefabricated Dome Structures
23-55 30 11 37: Portable and Mobile Buildings
23-55 30 14: Indoor System Buildings
23-55 30 17: Covers and Shelters
23-55 30 17 11: General Purpose Shelters
23-55 30 17 14: Shelters for Public Transport
23-55 30 17 14 11: Bus Stop Shelters
23-55 30 17 14 14: Train Platform Shelters
23-55 30 17 17: Walkway Coverings
23-55 30 17 21: Shelters for Civil Protection
23-55 30 17 24: Animal Shelters
23-55 30 17 24 11: Kennels
23-55 30 17 27: Car Shelters
23-55 30 17 31: Shelters for Services
23-55 30 21: Special Purpose Buildings
23-55 30 21 11: Observatories
23-55 30 21 14: Control Booths
23-55 30 21 17: Greenhouses
23-55 30 21 17 11: Glazed Structures
23-55 30 21 21: Summerhouses
23-55 30 21 21 11: Gazebos
23-55 30 21 21 14: Pavilions
23-55 30 21 24: Kiosks
23-55 30 21 27: Public Restrooms
23-55 30 21 31: Sauna Buildings
23-55 30 21 34: Funerary Construction
23-55 30 24: Building Modules
23-55 30 24 11: Prison Cells
23-55 30 24 14: Hotel Rooms
23-55 30 24 17: Dormitory Rooms
23-55 30 27: Integrated Assemblies
23-55 30 27 11: Sound: Vibration and Seismic Control
23-55 30 27 11 11: Floating Floor Construction
23-55 30 27 14: Other Integrated Construction
23-55 50: Room Units
23-55 50 11: General Purpose Room Units
23-55 50 11 11: Prefabricated General Purpose Rooms
23-55 50 14: Storage Room Units
23-55 50 17: Special Purpose Rooms
23-55 50 17 11: Athletic Rooms
23-55 50 17 11 11: Handball/Racquetball Courts
23-55 50 17 14: Conservatories
23-55 50 17 17: Planetariums
23-55 50 17 21: Saunas
23-55 50 17 24: Steam Baths
23-55 50 17 27: Vaults
23-55 50 21: Sanitary Room Units
23-55 50 21 11: Bathroom Units
23-55 50 21 14: Lavatory Units
23-55 50 24: Controlled Environment Rooms
23-55 50 24 11: Clean Rooms
23-55 50 24 14: Insulated Rooms
23-55 50 24 14 11: Cold Storage Rooms
23-55 50 24 17: Sound-Conditioned Rooms
23-55 50 24 17 11: Practice Booths
23-55 50 24 21: Hyperbaric Rooms
23-55 50 24 24: Radiation Protected Rooms
23-55 50 24 24 11: Electromagnetic Shielded Rooms
23-55 50 24 24 14: RF Shielded Rooms
23-55 50 24 24 17: BO Shielded Rooms
23-55 50 24 24 21: Radio Frequency Protected Rooms
23-55 50 24 24 24: X-Ray Protected Rooms
23-55 50 24 24 27: Nuclear Radiation Protected Rooms
23-55 50 24 24 31: High Energy Magnetic Pulse Protected Rooms
23-55 50 27: Plant and Control Room Units
23-55 50 27 11: Plant Office Shelters and Booths
23-55 50 31: Corridor Units
23-60: General Purpose: Services
23-60 10: General Measuring Instruments
23-60 10 11: Temperature Measuring Instruments
23-60 10 14: Pressure Measuring Instruments
23-60 10 17: Flow Meters
23-60 10 21: Concentration Measuring Instruments
23-60 10 21 11: Humidity Concentration Measuring Instruments
23-60 10 21 14: Carbon Dioxide (CO²) Concentration Measuring Instruments
23-60 10 21 17: Ozone Concentration Measuring Instruments
23-60 10 21 21: Other Gas Concentration Measuring Instruments
23-60 10 24: Heat Measuring Instruments
23-60 10 27: Level Measuring Instruments
23-60 10 31: Weighing Instruments
23-60 30: General Pipework and Ductwork Products
23-60 30 11: Pipework Products for General Use
23-60 30 11 11: Pipes for General Use
23-60 30 11 14: Pipework Fittings
23-60 30 11 14 11: Water Hammer Arrestors
23-60 30 11 14 14: Pipe Expansion Compensators
23-60 30 11 17: Pipework/Ductwork Mechanical Fasteners/Supports
23-60 30 14: Ducting and Wireways for General Use
23-60 30 14 11: Underfloor Wireways
23-60 30 14 14: Service Penetrations
23-60 30 17: Manholes
23-60 30 21: Pumps
23-60 30 21 11: Pump Components
23-60 30 21 14: Manual Pumps
23-60 30 21 17: Motor Pumps
23-60 30 21 21: Pump Sets
23-60 30 21 24: Booster Pumps
23-60 30 24: Poles for Aerial Networks
23-60 30 24 11: Utility Poles
23-60 30 24 14: Lighting Poles and Standards
23-60 30 24 17: Antenna Towers
23-60 30 24 21: Transmission Towers
23-60 30 27: Network Identification Products
23-60 30 27 11: Identification Tape
23-60 30 27 14: Identification Mesh
23-60 30 27 17: Mechanical Identification
23-60 30 27 21: Electrical Identification
23-60 50: General Purpose Controls
23-60 50 11: Photoelectric Cells
23-60 50 14: Infra Red and Other Remote Controls
23-60 50 17: Hydraulic Controls
23-60 50 21: Pneumatic Controls
23-60 50 24: Electric Controls
23-60 50 27: Digital Controls
23-60 70: General Protection for Services
23-60 70 11: Fireproofing for Services
23-60 70 11 11: Fire Dampers
23-60 70 11 14: Diffuser Firestop Flaps
23-60 70 11 17: Fireproofing Gaskets
23-60 70 11 21: Fireproofing Fillers for Threaded Couplings
23-60 70 11 24: Fireproof Pipe Sleeves
23-60 70 14: Smoke Seals for Ductwork
23-60 70 14 11: Smoke Dampers
23-60 70 17: Mechanical Insulation: including Linings
23-60 70 21: Acoustic Insulation
23-60 70 24: Corrosion Proofing
23-60 70 27: Antivibration Mountings
23-60 70 31: Leak Proofing
23-60 95: Products for Maintenance of Services
23-60 95 11: Pipe/Drain Clearing/Unblocking Products
23-60 95 14: Leak Repair Products for Pipework
23-60 95 17: De-Scaling Products
23-60 95 21: Lubricants
23-65: Supply and Distribution of Liquids and Gases
23-65 05: Complete Supply: Storage and Distribution Systems
23-65 05 11: Complete Systems for Supply: Storage and Distribution of Liquids
23-65 05 11 11: Water Supply Systems
23-65 05 11 14: Consumable Liquids Supply Systems
23-65 05 11 17: Liquid Fuel Supply Systems
23-65 05 11 21: Liquid Fire Suppression Systems
23-65 05 11 99: Other Liquid Supply Systems
23-65 05 14: Complete Systems for Supply: Storage and Distribution of Gases
23-65 05 14 11: Steam Supply Systems
23-65 05 14 14: Fuel Gas Supply Systems
23-65 05 14 17: Medical Gases Supply Systems
23-65 05 14 21: Gaseous Fire Suppression Systems
23-65 05 14 99: Other Gas Supply Systems
23-65 20: Storage Vessels for Supplied Liquids and Gases
23-65 20 11: Storage Vessels for Liquids
23-65 20 11 11: Liquid Storage Components
23-65 20 11 11 11: Overflow Regulators
23-65 20 11 11 14: Fill and Valve Caps
23-65 20 11 11 17: Vents for Liquid Storage Tanks
23-65 20 11 14: Rainwater Tanks
23-65 20 11 17: Supply Water Tanks
23-65 20 11 21: Consumable Liquid Storage Vessels
23-65 20 11 24: Liquid Fuel Storage Vessels
23-65 20 11 24 11: Fuel Oil Pre-Heaters
23-65 20 11 27: Other Liquid Storage Vessels
23-65 20 14: Storage Vessels for Gases
23-65 20 14 11: Vacuum/Pressurized Air Storage Vessels
23-65 20 14 14: Steam Storage Vessels
23-65 20 14 17: Medical Gases Storage Vessels
23-65 20 14 21: Fuel Gas and LPG Storage Vessels
23-65 20 14 24: Other Gas Storage Vessels
23-65 35: Heaters for Supplied Liquids
23-65 35 11: Supply Water Heaters
23-65 35 11 11: Storage Water Heaters
23-65 35 11 14: Instantaneous Water Heaters
23-65 35 11 17: Thermodynamic Water Heaters
23-65 35 99: Heaters for Other Supplied Liquids
23-65 50: Treatment of Supplied Liquids/Gases
23-65 50 11: Water Treatment
23-65 50 11 11: Water Treatment Components
23-65 50 11 11 11: Water Filters
23-65 50 11 11 14: Water Softeners
23-65 50 11 11 17: Magnetic/Electronic Water Treatment
23-65 50 11 11 21: Sterilizers
23-65 50 11 11 24: Salinators
23-65 50 11 11 27: Chlorinators
23-65 50 11 11 31: Ionizers: Ozone Treatment
23-65 50 11 11 34: Additives for Water Treatment
23-65 50 11 14: Packaged Water Treatment Systems
23-65 50 14: Treatment of Supplied Liquids other than Water
23-65 50 14 11: Fuel Oil Treatment
23-65 50 14 11 11: Additives for Fuel Oil Treatment
23-65 50 17: Supply Gas Treatment
23-65 50 17 11: Steam Treatment
23-65 50 17 14: Fuel Gas Treatment
23-65 50 17 14 11: Gas Filters
23-65 50 17 17: Medical Gas Treatment
23-65 50 17 99: Treatment of Other Gases
23-65 55: Distribution of Supplied Liquids/Gases
23-65 55 11: Supply Pumps and Compressors
23-65 55 11 11: Gas Compressors/Vacuum Pumps
23-65 55 14: Valves for Liquid Services
23-65 55 14 11: Inlet/Outlet Valves for Liquid Services
23-65 55 14 11 11: Fill Valves for Liquid Services
23-65 55 14 11 14: Bleeding Valves for Liquid Services
23-65 55 14 11 17: Overflow Valves for Liquid Services
23-65 55 14 14: Isolation Valves for Liquid Services
23-65 55 14 17: Adjusting/Controlling Valves for Liquid Services
23-65 55 14 21: Non-Return Valves for Liquid Services
23-65 55 14 24: Mixing Valves for Liquid Services
23-65 55 17: Valves for Gas Supply Services
23-65 55 17 11: Inlet/Outlet Valves for Gas Supplies
23-65 55 17 11 11: Steam Outlet Valves
23-65 55 17 14: Isolation Valves for Gas Supplies
23-65 55 17 17: Adjusting/Controlling Valves for Gas Supplies
23-65 55 17 21: Non-Return Valves for Gas Supplies
23-65 70: Terminals for Supplied Liquids and Gases
23-65 70 11: Fixtures for Supplied Liquids and Gases
23-65 70 11 11: Fixtures for Liquids
23-65 70 11 14: Gas Service Fixtures
23-65 70 14: Fountains
23-65 70 14 11: Drinking Fountains/Coolers
23-65 70 14 11 11: Security Drinking Fountains/Coolers
23-65 70 17: Fire Fighting Terminals
23-65 70 17 11: Fire Fighting Terminal Components
23-65 70 17 11 11: Fire Hydrants
23-65 70 17 11 14: Fire Hose Reels
23-65 70 17 11 17: Fire Hoses
23-65 70 17 11 21: Fire Fighting Gas Terminals
23-65 70 17 11 24: Fire Fighting Sprinkler Heads
23-65 70 17 11 27: Cabinets for Fire Hoses
23-65 70 17 11 31: Fire Fighting Media
23-65 70 17 14: Water Fire Fighting Terminals
23-65 70 17 17: Gaseous Fire Fighting Terminals
23-65 70 17 21: Foam Fire Fighting Terminals
23-65 70 17 24: Powder Fire Fighting Terminals
23-65 70 17 27: Fire Extinguishers
23-70: Waste Management
23-70 05: Complete Waste Handling Systems
23-70 05 11: Complete Solid Waste Handling Systems
23-70 05 14: Complete Liquid Waste Handling Systems
23-70 05 17: Complete Gaseous Waste Handling Systems
23-70 30: Solid Waste Handling Products
23-70 30 11: Solid Waste Impelling Equipment
23-70 30 14: Solid Waste Treatment Equipment
23-70 30 14 11: Solid Waste Compactors: Destructors: and Balers
23-70 30 14 14: Solid Waste Crushers
23-70 30 14 17: Solid Waste Pulping Machines
23-70 30 14 21: Solid Waste Shredding Machines
23-70 30 14 24: Pneumatic Waste Equipment
23-70 30 14 27: Incinerators
23-70 30 14 27 11: Solid Waste Incinerators
23-70 30 14 27 14: Packaged Incinerators
23-70 30 14 31: Recycling Equipment
23-70 30 17: Solid Waste Monitoring and Control Equipment
23-70 30 17 11: Solid Waste Metal Detectors
23-70 30 17 14: Solid Waste Detectors for Other Solids
23-70 30 21: Solid Waste Collection and Removal Products
23-70 30 21 11: Complete Solid Waste Removal Systems
23-70 30 21 14: Solid Waste Bins
23-70 30 21 17: Gravity Chute Solid Waste Systems
23-70 30 21 21: Refuse Disposal Chutes
23-70 30 21 21 11: Refuse Hoppers
23-70 30 21 21 14: Refuse Chute Doors
23-70 30 21 21 17: Refuse Chute Decontamination Units
23-70 30 24: Solid Waste Handling Systems
23-70 30 24 11: Refuse Compactors
23-70 30 24 14: Refuse Containers
23-70 30 24 17: Dust Collectors
23-70 50: Liquid Waste Handling Services
23-70 50 11: Pumps for Liquid Waste
23-70 50 11 11: Surface Waste Water Pumps
23-70 50 11 14: Sewage and Sludge Pumps
23-70 50 11 14 11: Oil-Water Separators
23-70 50 11 14 14: Packaged Sewage and Sludge Pump Stations
23-70 50 11 14 17: Sewage Ejectors
23-70 50 11 17: Combined Macerator-Pumps
23-70 50 14: Liquid Waste Treatment
23-70 50 14 11: Packaged Sewage Treatment Plants
23-70 50 14 14: General Waste Water Treatment Equipment
23-70 50 14 14 11: Grit Collecting Equipment
23-70 50 14 14 14: Screening and grinding Equipment
23-70 50 14 14 17: Sedimentation Tank Equipment
23-70 50 14 14 21: Scum Removal Equipment
23-70 50 14 14 24: Chemical Equipment
23-70 50 14 14 27: Sludge Handling and Treatment Equipment
23-70 50 14 14 31: Filter Underdrains and Media
23-70 50 14 14 31 11: Filter Bottoms
23-70 50 14 14 31 14: Filter Media
23-70 50 14 14 31 17: Package Filters
23-70 50 14 14 34: Filter Press Equipment
23-70 50 14 14 37: Trickling Filter Equipment
23-70 50 14 17: Other Waste Water Treatment Equipment
23-70 50 14 17 11: Waste Water Compressors
23-70 50 14 17 14: Waste Water Aeration Equipment
23-70 50 14 17 17: Waste Water Oxygenation Systems
23-70 50 14 17 17 11: Waste Water Oxygen Dissolution System
23-70 50 14 17 17 14: Waste Water Oxygen Generators
23-70 50 14 17 17 17: Waste Water Oxygen Storage Facility
23-70 50 14 17 21: Sludge Digestion Equipment
23-70 50 14 17 21 11: Sludge Conditioning Systems
23-70 50 14 17 21 14: Sludge Incinerators
23-70 50 14 17 24: Digester Mixing Equipment
23-70 50 14 17 24 11: Digester Covers and Appurtenances
23-70 50 14 17 24 11 11: Fixed Digester Covers
23-70 50 14 17 24 11 14: Floating Digester Covers
23-70 50 14 17 24 11 17: Gasholder Covers
23-70 50 14 21: Septic Tank Systems
23-70 50 14 21 11: Drainage Field
23-70 50 14 21 14: Grease Interceptor
23-70 50 14 21 17: Sand Filter
23-70 50 14 21 21: Septic Tank
23-70 50 14 21 24: Siphon Tank
23-70 50 14 24: Bacterial Filter Tanks
23-70 50 14 27: Liquid Waste Decanters
23-70 50 14 31: Liquid Waste Separators
23-70 50 14 34: Liquid Waste Ponds and Reservoirs
23-70 50 14 34 11: Sewage Lagoons
23-70 50 14 34 14: Leaching Pits
23-70 50 14 34 17: Cesspools
23-70 50 14 34 21: Liquid Waste Pond Covers
23-70 50 14 34 24: Liquid Waste Pond Liners
23-70 50 14 37: Additives for Treatment of Liquid Waste
23-70 50 14 37 11: Additives for Waste Water and Sewage Treatment
23-70 50 14 37 14: Additives for Residue Treatment
23-70 50 17: Liquid Waste Monitoring and Control
23-70 50 17 11: Detectors of Water Pollution
23-70 50 21: Liquid Waste Collection and Removal
23-70 50 21 11: Subdrainage
23-70 50 21 11 11: Foundation Drainage Piping
23-70 50 21 11 14: Geocomposite Drains
23-70 50 21 11 17: Geotextile Subsurface Drainage Filtration
23-70 50 21 11 21: Pipe Underdrain and Pavement Base Drain
23-70 50 21 11 24: Retaining Wall Drainage Piping
23-70 50 21 11 27: Subgrade Drains
23-70 50 21 11 31: Tunnel Drainage Piping
23-70 50 21 11 34: Underslab Drainage Piping
23-70 50 21 14: Complete Storm Water Drainage Systems
23-70 50 21 14 11: Above-Ground Piped Storm Water Systems
23-70 50 21 14 14: Underground Piped Storm Water Systems
23-70 50 21 14 17: Surface Water Drainage Systems
23-70 50 21 14 17 11: Surface Water Catch Basins: Grates: and Frames
23-70 50 21 14 17 14: Combination Storm Drain and Underdrain Inlets
23-70 50 21 14 17 17: Storm Drainage Manholes: Frames: and Covers
23-70 50 21 14 17 21: Surface Water Retention Chambers
23-70 50 21 14 21: Storm Water Ponds and Reservoirs
23-70 50 21 14 21 11: Surface Water Retention Basins
23-70 50 21 14 21 14: Storm Water Pond Covers
23-70 50 21 14 21 17: Storm Water Pond Liners
23-70 50 21 17: Constructed Wetlands
23-70 50 21 21: Liquid Waste Channels: Gullies: Gratings: Covers
23-70 50 21 24: Waste Water Drains
23-70 50 21 24 11: Roof Waste Water Drains
23-70 50 21 24 14: Deck Waste Water Drains
23-70 50 21 27: Drainage Pipes: Couplings: Collectors
23-70 50 21 31: Pipework Access Fittings
23-70 50 21 34: French Drain
23-70 50 21 37: Valves for Removal Systems
23-70 50 21 37 11: Air Inlet Valves for Removal Systems
23-70 50 21 37 14: Non-Return Valves for Removal Systems
23-70 50 24: Rainwater Removal
23-70 50 24 11: Roof Gutters/Eavestroughs
23-70 50 24 14: Downspouts
23-70 50 24 14 11: Mechanical Fasteners for Downspouts
23-70 50 24 14 14: Downspout Strainers
23-70 50 24 17: Siphonic Drains
23-70 70: Gaseous Waste Handling Services
23-70 70 11: Gaseous Waste Impelling Equipment
23-70 70 11 11: Flue Booster Fans
23-70 70 11 14: Flue Dilution Fans
23-70 70 11 17: Fume Extractor Fans
23-70 70 14: Gaseous Waste Treatment
23-70 70 14 11: Flue Gas Purifiers
23-70 70 17: Gaseous Waste Monitoring and Control
23-70 70 17 11: Air Pollution Detectors
23-70 70 17 14: Flue Gas Analyzers
23-70 70 21: Gaseous Waste Removal
23-70 70 21 11: Complete Gaseous Waste Handling Systems
23-70 70 21 14: Complete Flue and Chimney Systems
23-70 70 21 14 11: Gas Vents
23-70 70 21 14 14: Fabricated Stacks
23-70 70 21 14 17: Fabricated Breechings and Accessories
23-70 70 21 14 21: Insulated Sectional Chimneys
23-70 70 21 17: Flue and Chimney Systems Components
23-70 70 21 17 11: Draft Control Devices
23-70 70 21 17 14: Fireplace Lintels
23-70 70 21 17 17: Flue Linings
23-70 70 21 17 21: Flue Caps: Cowls
23-70 70 21 17 24: Access Panels for Chimneys
23-70 70 21 17 27: Dampers for Chimneys
23-70 70 21 17 31: Fire Shutter Extinguishers
23-75: Climate Control (HVAC)
23-75 05: Complete Climate Control Systems
23-75 05 11: Complete Heating Systems
23-75 05 14: Complete Cooling Systems
23-75 05 17: Complete Mechanical Ventilation Systems
23-75 05 21: Complete Air-Conditioning Systems
23-75 10: Transformation and Conversion of Energy
23-75 10 11: Central Heat Generators
23-75 10 11 11: Central Heat Generator Components
23-75 10 11 11 11: Central Heat Generator Joint Fillers and Sealants
23-75 10 11 11 14: Thermal Liquid
23-75 10 11 14: Hot Water Heat Generators
23-75 10 11 14 11: Cast-Iron Boilers
23-75 10 11 14 14: Condensing Boilers
23-75 10 11 14 17: Finned Water-Tube Boilers
23-75 10 11 14 21: Firebox Heating Boilers
23-75 10 11 14 24: Flexible Water-Tube Boilers
23-75 10 11 14 27: Pulse Combustion Boilers
23-75 10 11 14 31: Scotch Marine Boilers
23-75 10 11 14 34: Steel Water-Tube Boilers
23-75 10 11 17: Warm Air Heat Generators
23-75 10 11 17 11: Furnaces
23-75 10 11 17 11 11: Electric-Resistance Furnaces
23-75 10 11 17 11 14: Fuel-Fired Furnaces
23-75 10 11 21: Steam Heat Generators
23-75 10 11 24: Heat Generators: Thermal Liquid
23-75 10 11 27: Fuel Burners
23-75 10 11 27 11: Fuel Oil Filters
23-75 10 11 27 14: Nozzles
23-75 10 11 27 17: Burner Controls
23-75 10 11 31: Solid Fuel Transport and Handling Equipment
23-75 10 11 34: Fuel Gas Heat Recovery Devices
23-75 10 14: Independent Electric Heating Units
23-75 10 14 11: Electric Convectors
23-75 10 14 11 11: Static Convectors
23-75 10 14 11 14: Fan Convectors
23-75 10 14 14: Electric Radiators
23-75 10 14 14 11: Storage Heaters
23-75 10 14 14 14: Infrared Radiators/Plates
23-75 10 14 14 17: Ultraviolet Radiators
23-75 10 14 14 21: Electric Heated Towel Bars
23-75 10 14 14 24: Electric Heated Ceiling Panels
23-75 10 14 14 27: Portable Radiators
23-75 10 14 17: Electric Surface Heating Products
23-75 10 14 17 11: Heating Sheets for Walls and Ceilings
23-75 10 14 17 14: Heating Sheets for Glazing
23-75 10 14 17 17: Pipe Heating Tapes/Cable Heating Trace
23-75 10 14 21: Embedded Electric Heating Appliances
23-75 10 14 21 11: Heating Sheets
23-75 10 14 21 14: Heating Cables
23-75 10 17: Non-Electric Local Heating Units
23-75 10 17 11: Non-Electric Stoves
23-75 10 17 14: Fuel-Fired Heaters
23-75 10 17 14 11: Fuel-Fired Duct Heaters
23-75 10 17 14 14: Fuel-Fired Radiant Heaters
23-75 10 17 14 17: Fuel-Fired Unit Heaters
23-75 10 17 14 21: Fuel-Fired Air Heaters
23-75 10 17 14 24: Fuel-Fired Domestic Heaters
23-75 10 17 17: Combined Heating/Cooking Units
23-75 10 17 17 11: Heat Pumps: Heating Function
23-75 10 17 17 14: Heat Pumps: Cooling Function
23-75 10 17 17 17: Heat Pumps: Heating-Cooling Function
23-75 10 21: Heat Pumps
23-75 10 21 11: Air-Source Heat Pumps
23-75 10 21 14: Rooftop Heat Pumps
23-75 10 21 17: Water-Source Heat Pumps
23-75 10 24: Cooling and Freeze Plant
23-75 10 24 11: Chilled Water Plant
23-75 10 24 14: Refrigeration Plant
23-75 10 24 17: Cold Room Plant
23-75 10 24 21: Cooling and Freeze Components
23-75 10 24 21 11: Refrigerant Condensing Units
23-75 10 24 21 11 11: Packaged Refrigerant Condensing Coils and Fan Units
23-75 10 24 21 11 14: Refrigerant Condensing Coils
23-75 10 24 21 14: Refrigerant Evaporators
23-75 10 24 21 17: Refrigerant Compressors
23-75 10 24 21 17 11: Centrifugal Refrigerant Compressors
23-75 10 24 21 17 14: Reciprocating Refrigerant Compressors
23-75 10 24 21 17 17: Rotary-Screw Refrigerant Compressors
23-75 10 24 21 21: Packaged Water Chillers
23-75 10 24 21 21 11: Absorption Water Chillers
23-75 10 24 21 21 14: Centrifugal Water Chillers
23-75 10 24 21 21 17: Reciprocating Water Chillers
23-75 10 24 21 21 21: Rotary-Screw Water Chillers
23-75 10 24 21 24: Liquid Coolers and Evaporative Condensers
23-75 10 24 21 27: Unitary Air Conditioning Equipment
23-75 10 24 21 27 11: Packaged Air Conditioners
23-75 10 24 21 27 14: Packaged Rooftop Air Conditioning Units
23-75 10 24 21 27 17: Packaged Rooftop Make-Up Air Conditioning Units
23-75 10 24 21 27 21: Packaged Terminal Air Conditioning Units
23-75 10 24 21 27 24: Room Air Conditioners
23-75 10 24 21 27 27: Split System Air Conditioning Units
23-75 10 24 21 31: Cooling/Freeze Plant Accessories
23-75 10 24 21 31 11: Refrigerant Liquid
23-75 10 27: Solar Collectors
23-75 10 27 11: Solar Collectors: Complete Systems
23-75 10 27 11 11: Packaged Solar Equipment
23-75 10 27 14: Solar Collector Components
23-75 10 27 14 11: Solar Absorber Plates or Tubing
23-75 10 27 14 14: Solar Coatings and Surface Treatment
23-75 10 27 14 17: Solar Collector Insulation
23-75 10 27 14 21: Solar Glazing
23-75 10 27 14 24: Solar Housing and Framing
23-75 10 27 14 27: Solar Reflectors
23-75 10 27 17: Solar Collector Units
23-75 10 27 17 11: Solar Flat Plate Collectors
23-75 10 27 17 14: Solar Concentrating Collectors
23-75 10 27 17 17: Solar Vacuum Tube Collectors
23-75 10 27 17 21: Heat Exchangers: Tubular
23-75 10 27 17 24: Heat Exchangers: Plate
23-75 10 27 17 27: Heat Exchangers: Rotary
23-75 10 27 21: Photovoltaic Collectors
23-75 10 31: Wind Energy Equipment
23-75 10 34: Energy Recovery Equipment
23-75 10 34 11: Energy Storage Tanks
23-75 10 34 14: Heat Pipe
23-75 10 34 17: Heat Wheels
23-75 10 34 21: Heat Exchangers for Ventilation Air
23-75 10 37: Cooling Towers
23-75 10 37 11: Mechanical-Draft Cooling Towers
23-75 10 37 14: Natural-Draft Cooling Towers
23-75 35: Impelling Equipment
23-75 35 11: Air Injectors/Ejectors
23-75 35 14: Air Handling Units
23-75 35 14 11: Built-Up Indoor Air Handling Units
23-75 35 14 14: Customized Rooftop Air Handling Units
23-75 35 14 17: Modular Indoor Air Handling Units
23-75 35 14 21: Modular Rooftop Air Handling Units
23-75 35 17: Fans
23-75 35 17 11: Fans for Air Ductwork
23-75 35 17 14: Fans: Single Units
23-75 35 17 17: Room Air Circulation Fans
23-75 35 17 17 11: Ceiling Fans
23-75 35 17 21: Air Curtains
23-75 35 17 24: Axial Fans
23-75 35 17 27: Centrifugal Fans
23-75 35 21: Extractors
23-75 35 21 11: Emergency Smoke Extractors
23-75 35 21 14: Extractors for Process Air
23-75 35 21 17: Industrial Ventilating Equipment
23-75 35 21 21: Power Ventilators
23-75 50: Energy Treatment
23-75 50 11: Treatment of Circulation Liquids
23-75 50 11 11: Liquid Treatment Components
23-75 50 11 11 11: Additives for Circulation Water
23-75 50 11 14: Feedwater Equipment
23-75 50 11 14 11: Boiler Feedwater Pumps
23-75 50 11 14 14: Deaerators
23-75 50 11 14 17: Packaged Deaerator and Feedwater Equipment
23-75 50 14: Steam Treatment
23-75 50 14 11: Steam Dryers
23-75 50 17: Supply Air Treatment
23-75 50 17 11: Air Filters
23-75 50 17 11 11: Air Filter Components
23-75 50 17 11 11 11: Air Filter Media
23-75 50 17 11 14: High-Efficiency Air Filters
23-75 50 17 11 17: ULPA Filters
23-75 50 17 11 21: HEPA Filters
23-75 50 17 14: Dust Collectors
23-75 50 17 17: Electronic Air Cleaners
23-75 50 17 21: Air Humidifiers
23-75 50 17 24: Dehumidifiers
23-75 50 17 24 11: Swimming Pool Dehumidification Units
23-75 50 17 27: Air Fresheners
23-75 50 17 31: Clean Room Air Treatment
23-75 50 17 34: Air Treatment Components
23-75 50 17 34 11: Air Deodorization Products
23-75 50 17 34 14: Moisture Absorbents
23-75 65: Monitoring and Control Equipment
23-75 65 11: Monitoring and Control of Internal Climate
23-75 65 11 11: Heating Controllers
23-75 65 11 14: Heating Programmers
23-75 65 11 17: Heating Optimizers/Economizers
23-75 65 14: Industrial Plant Performance Controls
23-75 65 14 11: Industrial Plant Performance Control Components
23-75 65 14 11 11: Gage Glasses
23-75 65 14 11 14: Bulls Eyes
23-75 65 14 14: Centralized Plant Controls
23-75 65 14 14 11: Temperature Controls
23-75 65 14 14 14: Pressure Controls
23-75 65 14 14 17: Flow Controls
23-75 65 14 14 21: Concentration Controls
23-75 65 14 17: Control and Monitoring Boards/Panels
23-75 70: HVAC Distribution Devices
23-75 70 11: Circulation Pipe Fittings
23-75 70 11 11: Distribution Collectors
23-75 70 11 14: Expansion Vessels
23-75 70 11 14 11: Air Ducts
23-75 70 11 14 14: Dampers for Air Ductwork
23-75 70 11 14 17: Fire Shutters for Air Ductwork
23-75 70 11 14 21: Guide Vanes
23-75 70 11 14 24: Air Mixers
23-75 70 11 14 27: Sound Attenuators
23-75 70 14: Air Ductwork
23-75 70 14 11: Access Fittings for Air Ductwork
23-75 70 14 14: Couplings for Air Ductwork
23-75 70 14 17: Hangers and Supports: Mechanical Fasteners for Air Ductwork
23-75 70 14 21: Fibrous Glass Ducts
23-75 70 14 24: Flexible Ducts
23-75 70 14 27: Glass-Fiber-Reinforced Plastic Ducts
23-75 70 14 31: Metal Ducts
23-75 70 14 34: Air Duct Accessories
23-75 70 17: Water Heated and Cooled Terminal Heating and Cooling Units
23-75 70 17 11: Radiators
23-75 70 17 14: Convectors
23-75 70 17 17: Radiation Panels
23-75 70 17 21: Embedded Water Heating Terminals
23-75 70 17 24: Finned-Tube Radiation
23-75 70 17 27: Fan Coil Units
23-75 70 17 31: Induction Units
23-75 70 17 34: Unit Heaters
23-75 70 17 37: Unit Ventilators
23-75 70 17 41: Water Heated Towel Bars
23-75 70 21: Terminals for Air
23-75 70 21 11: Supports: Mechanical Fasteners
23-75 70 21 14: Coil Units
23-75 70 21 17: Air Curtains
23-75 70 21 21: Local Air-Conditioning Units
23-75 70 21 24: Air Terminal Units
23-75 70 21 24 11: Constant Volume Air Terminal Units
23-75 70 21 24 14: Variable Volume Air Terminal Units
23-75 70 21 27: Air Outlets and Inlets
23-75 70 21 27 11: Diffusers: Registers: and Grilles
23-75 70 21 27 14: Gravity Ventilators
23-75 70 21 27 17: Intake and Relief Ventilators
23-75 70 21 27 21: Penthouse Ventilators
23-75 70 21 31: Exhaust Terminals
23-75 85: Plant and Service Test Equipment
23-75 85 11: HVAC Instrumentation
23-75 85 14: Plant and Service Controls
23-75 85 14 11: Electric and Electronic Controls
23-75 85 14 14: Pneumatic Controls
23-75 85 14 17: Pneumatic and Electric Controls
23-75 85 14 21: Self-Powered Controls
23-75 85 14 24: Building System Controls
23-75 85 17: Sequence of Operation
23-75 85 21: Heating Control and Test Equipment
23-75 85 24: Combustion Control and Fume Analysis
23-80: Electric Power and Lighting
23-80 05: Complete Electric Power and Lighting Systems
23-80 10: Generation and Transformation Equipment
23-80 10 11: Electrical Generators
23-80 10 11 11: Electrical Generators: Single Units
23-80 10 11 11 11: Engine Generators
23-80 10 11 11 14: Motor Generators
23-80 10 11 14: Driven Electrical Generator Sets
23-80 10 11 14 11: Driving Units
23-80 10 11 14 14: Electricity Generation Units
23-80 10 11 17: Frequency Changers
23-80 10 11 21: Rotary Converters
23-80 10 11 24: Rotary Uninterruptible Power Units
23-80 10 14: Transformers
23-80 10 14 11: Power Transformers
23-80 10 14 14: Current Transformers
23-80 10 14 17: Safety Transformers
23-80 10 14 21: Transformer Accessories
23-80 10 14 21 11: Transformer Commutators
23-80 10 14 21 14: Transformer Ballasts
23-80 10 17: Static Power Converters
23-80 10 17 11: Static Rectifiers
23-80 10 17 14: Ondulators
23-80 10 17 17: Combined Converter Sets
23-80 10 17 21: Battery Chargers
23-80 10 17 24: Direct Current (DC) Drive Controllers
23-80 10 17 27: Slip Controllers
23-80 10 17 31: Static Frequency Converters
23-80 10 17 34: Static Uninterruptible Power Supplies
23-80 10 17 37: Variable Frequency Controllers
23-80 10 21: Electric Motors
23-80 10 21 11: Direct Current (DC) Motors
23-80 10 21 14: Alternating Current (AC) Motors
23-80 10 24: Power Storage
23-80 10 24 11: Batteries
23-80 10 24 11 11: Battery Racks
23-80 10 24 11 14: Central Battery Equipment
23-80 10 24 14: Battery Chargers
23-80 10 24 17: Uninterrupted Power Supply (UPS) Units
23-80 25: Measuring and Recording Devices
23-80 25 11: Electrical Meters
23-80 25 11 11: Power Meters
23-80 25 11 14: Voltage Meters
23-80 25 11 17: Resistance Meters
23-80 25 11 21: Frequency Meters
23-80 25 11 24: Multi-Meters
23-80 25 14: Electrical Energy Recording Devices
23-80 25 14 11: Watt-Hour Recorders (Electricity Usage Meters)
23-80 30: Distribution Devices
23-80 30 11: Power Supply Devices
23-80 30 11 11: Main Switches
23-80 30 11 14: Inverters
23-80 30 11 17: Distribution Boards and Control Panels
23-80 30 11 21: Photoelectric Cells
23-80 30 14: Power Distribution
23-80 30 14 11: Conductors and Cables
23-80 30 14 14: Busbars
23-80 30 14 17: Conductor Rails
23-80 30 14 21: Conductor Couplings
23-80 30 14 24: Junction Boxes
23-80 30 14 27: Electrical Insulation
23-80 30 14 31: Support Wires
23-80 30 14 34: Conductor Mechanical Fasteners
23-80 30 17: Conduit: Wireways: and Ducts
23-80 30 17 11: Conduits
23-80 30 17 14: Wireways
23-80 30 17 17: Cable Trays and Horizontal Racks
23-80 30 17 21: Cable Reels
23-80 30 17 24: Mechanical Fasteners for Conduits and Trunking
23-80 30 24: Switchgear
23-80 30 24 11: Mechanical Switchgear
23-80 30 24 14: Electronic Switchgear
23-80 30 24 17: Remote Control Switchgear
23-80 30 24 21: Time Switchgear
23-80 30 27: Variable Power or Resistance Appliances
23-80 30 27 11: Commutators
23-80 30 27 14: Rheostats
23-80 30 27 17: Dimmers
23-80 30 27 21: Speed Controllers
23-80 30 31: Relays
23-80 30 34: Contactors
23-80 40: Electric Power Protection Devices
23-80 40 11: Earth Connection Electrodes
23-80 40 14: Circuit Breakers
23-80 40 14 11: Automatic Overload Circuit Breakers
23-80 40 14 14: Ground Fault Intercept (GFI) Circuit Breakers
23-80 40 14 17: Earth Leakage Circuit Breakers
23-80 40 14 21: Fuses
23-80 40 17: Load Shedding Relays
23-80 40 21: Lightning Protection
23-80 45: Electric Power Treatment Devices
23-80 45 11: Capacitors
23-80 45 11 11: Capacitors
23-80 45 11 14: Power Factor Controls (Cosinus Phi)
23-80 45 14: Harmonic Control Devices
23-80 45 14 11: Electric Interference Suppressor Filters
23-80 50: Terminals for Power Supply
23-80 50 11: Switches and Receptacles
23-80 50 11 11: Receptacle Terminal Units
23-80 50 11 14: Switches
23-80 50 11 17: Ground Fault Receptacles
23-80 50 11 21: Extension Cords
23-80 50 11 24: Accessories for Receptacles
23-80 50 11 24 11: Telltale Lamps
23-80 50 11 24 14: Receptacle Protectors
23-80 50 11 24 17: Adapters
23-80 50 14: Plug Connectors
23-80 70: Lighting
23-80 70 11: Luminaries for Internal Lighting
23-80 70 11 11: General Luminaries, Non Directional
23-80 70 11 14: General Luminaries: Directional
23-80 70 11 14 11: Downlights
23-80 70 11 14 14: Uplights
23-80 70 11 14 17: Direct/Indirect
23-80 70 11 14 21: Spots and Tracklight Specialties
23-80 70 11 17: Specialized Lighting by Location or Use
23-80 70 11 21: Emergency Lighting
23-80 70 11 24: Fiber Optic Lighting
23-80 70 14: Luminaries for External Lighting
23-80 70 14 11: Amenity Lighting
23-80 70 14 11 11: Lighting Bollards
23-80 70 14 11 14: Post-Top Lighting
23-80 70 14 11 17: Wall or Ceiling Mounted External Lighting
23-80 70 14 11 21: Buried Uplights
23-80 70 14 14: Exterior Floodlights
23-80 70 14 17: Exterior Spotlights
23-80 70 14 21: Street and Roadway Lighting
23-80 70 14 24: Aircraft Paving Lighting
23-80 70 14 27: Security Lighting
23-80 70 17: Communication Lighting Specialties
23-80 70 17 11: Emergency Signs
23-80 70 17 14: Illuminated Signs/Boards
23-80 70 17 17: Publicity Lighting
23-80 70 17 21: Lasers
23-80 70 21: Lamps
23-80 70 21 11: Halogen Lamps
23-80 70 21 14: Incandescent Lamps
23-80 70 21 17: Discharge Lamps
23-80 70 21 17 11: Fluorescent Lamps
23-80 70 21 17 14: Compact Fluorescent Lamps
23-80 70 21 17 17: Sodium Vapor Lamps
23-80 70 21 17 21: High Pressure Discharge Lamps
23-80 70 21 99: Other Lamps
23-80 70 24: Accessories for Lighting
23-80 70 24 11: Lampholders
23-80 70 24 14: Lighting Diffusers
23-80 70 24 17: Ballast for Fluorescent Lamps
23-80 70 24 21: Lighting Tracks
23-80 70 24 24: Lampshades
23-80 70 27: Gas Lighting
23-85: Information and Communication
23-85 05: Complete Information Systems
23-85 05 11: Complete Audio Information Systems
23-85 05 11 11: Complete Audio Systems
23-85 05 11 14: Complete Sound Signal Systems
23-85 05 11 17: Complete Public Address Systems
23-85 05 11 21: Complete Paging Systems
23-85 05 14: Complete Visual Information Systems
23-85 05 14 11: Complete Centralized Time Distribution
23-85 05 14 14: Complete News Tray Systems
23-85 05 14 17: Complete Projection Systems
23-85 05 14 21: Complete Visual Signaling
23-85 05 14 21 11: Mechanical Signals
23-85 05 17: Complete Audio-Visual Systems
23-85 05 17 11: Broadcasting Equipment
23-85 05 17 11 11: Television Broadcasting Equipment
23-85 05 17 11 14: Multimedia Broadcasting Equipment
23-85 05 17 11 17: Broadcasting Light Signals
23-85 10: General Information Systems
23-85 10 11: Audio Information: Sound Signals
23-85 10 11 11: Sound and Signal Devices
23-85 10 11 11 11: Bells: Carillons: Single Units
23-85 10 11 11 14: Sirens
23-85 10 11 11 17: Aerials
23-85 10 11 11 21: Speakers
23-85 10 11 14: Audio Equipment
23-85 10 11 14 11: Audio Recorders
23-85 10 11 14 14: Sound Reinforcement
23-85 10 11 14 14 11: Microphones
23-85 10 11 14 14 14: Loudspeakers
23-85 10 11 14 14 17: Sound Amplifiers
23-85 10 11 14 14 21: Audio Equalizers
23-85 10 11 14 17: Headphones
23-85 10 11 14 21: Audio Reproducing Units
23-85 10 11 14 24: Audio Information Accessories
23-85 10 14: Visual Information Systems
23-85 10 14 11: Cameras
23-85 10 14 11 11: Analog Cameras
23-85 10 14 11 14: Digital Cameras
23-85 10 14 14: Slide Projectors
23-85 10 14 17: Overhead Projectors
23-85 10 14 21: Presentation Systems
23-85 10 14 24: Video Monitors
23-85 10 14 24 11: Cathode Ray Tube (CRT) Video Monitors
23-85 10 14 24 14: Liquid Crystal Display (LCD) Video Monitors
23-85 10 14 24 17: Plasma Video Monitors
23-85 10 14 27: Video Walls
23-85 10 14 31: Projection Screens
23-85 10 17: Audio-Visual Systems
23-85 10 17 11: Audio-Visual System Components
23-85 10 17 11 11: Broadcasting Receiving Equipment
23-85 10 17 11 14: Audio-Visual Recorders (Cam-Corders)
23-85 10 17 11 17: Film Projectors
23-85 10 17 11 21: Data/Multi/Media Projectors
23-85 10 17 11 24: Video Reproduction
23-85 30: Safety and Security Information Systems
23-85 30 11: Access Controls
23-85 30 11 11: Access Control and Counting Systems
23-85 30 11 14: Centralized Code Reading Systems
23-85 30 11 17: Electronic Key Systems
23-85 30 11 21: Pressure Mats
23-85 30 11 24: Micro-Switch Contacts for Doors and Windows
23-85 30 11 27: Door Answering
23-85 30 11 31: Security Access
23-85 30 14: Presence Detection/Registration
23-85 30 14 11: Clocking-In and Recording
23-85 30 14 14: Movement/Vibration Detection
23-85 30 14 17: Break-Glass Detection
23-85 30 14 21: Surveillance Mirrors
23-85 30 14 24: Manual Alert Control
23-85 30 14 27: Microwave Detectors
23-85 30 14 31: Infra-Red Radiation Detectors
23-85 30 14 34: Door Bells: Buzzers
23-85 30 17: Closed Circuit Guarding Systems
23-85 30 17 11: Closed Circuit TV Systems
23-85 30 17 14: Video Surveillance
23-85 30 17 17: Closed Circuit Television Recorders
23-85 30 17 17 11: Analog Closed Circuit Television Recorders
23-85 30 17 17 14: Digital Closed Circuit Television Recorders
23-85 30 21: Environmental Detection/Registration
23-85 30 21 11: Fire Detection: Monitoring and Alarm
23-85 30 21 11 11: Fire/Smoke Detectors
23-85 30 21 11 11 11: Smoke Detectors
23-85 30 21 11 11 14: Inonization Detectors
23-85 30 21 11 11 17: Temperature Monitors
23-85 30 21 11 14: Alarm Panels
23-85 30 21 11 17: Other Components
23-85 30 21 14: Concentration Detection Components
23-85 30 21 14 11: Concentration Detection Bells and Sounders
23-85 30 21 14 14: Concentration Detection Alarm Glasses
23-85 30 21 14 99: Other Concentration Detection Components
23-85 30 24: Emergency Call Systems
23-85 30 24 11: Call Systems for the Disabled
23-85 30 24 14: Nurse Call Systems
23-85 30 27: Built-In Failure Detection
23-85 30 27 11: Infiltration Detection
23-85 30 27 14: Service Leak Detection
23-85 30 27 14 11: Gas Leak Detection Agents
23-85 30 27 14 14: Water Leak Detection
23-85 50: Communication Systems
23-85 50 11: Communication Circuits
23-85 50 14: Telephone and Intercommunication Equipment
23-85 50 14 11: Single Line Telephone Systems
23-85 50 14 14: Multiple Line Telephone Systems
23-85 50 14 17: Telephone Equipment
23-85 50 14 21: Intercommunication Equipment
23-85 50 17: Communication and Data Processing Equipment
23-85 50 17 11: Computer Network Equipment
23-85 50 17 11 11: Computer Servers
23-85 50 17 11 14: Network Switchers
23-85 50 17 11 17: Network Routers
23-85 50 21: Cable Transmission and Reception Equipment
23-85 50 21 11: Cable Transmission and Reception Amplifiers
23-85 50 21 14: Cable Transmission and Reception Modulators
23-85 50 21 17: Cable Transmission and Reception Control Equipment
23-85 50 24: Broadcast Transmission and Reception Equipment
23-85 50 24 11: Broadcast Transmitters
23-85 50 24 14: Broadcast Antennas
23-85 50 24 17: Broadcast Amplifiers
23-85 50 24 21: Broadcast Control Equipment
23-85 50 27: Microwave Transmission and Reception Equipment
23-85 50 27 11: Microwave Transmitters
23-85 50 27 14: Microwave Antennas
23-85 50 27 17: Satellite Dishes
23-85 50 27 21: Microwave Amplifiers
23-85 50 27 24: Microwave Receivers
23-85 50 31: Intercom Systems
23-85 50 31 11: Door Entry Telephones
23-85 50 99: Other Communications Systems
23-85 50 99 11: Videophone Systems
23-85 50 99 14: Conference Systems
23-85 50 99 17: Breakdown Call Systems
23-85 80: Building Automation and Control
23-85 80 11: Building Controls
23-85 80 11 11: Clock Controls
23-85 80 11 14: Door Controls
23-85 80 11 17: Elevator Monitoring and Controls
23-85 80 11 21: Energy Monitoring and Controls
23-85 80 11 24: Environmental Controls
23-85 80 11 27: Lighting Controls